## Summary
Town of Orleans, MA
Water Quality and Wastewater Planning
Estimated Program Costs
Components | Capital Cost | Annual O&M Cost | Replacement Cost | Annual Monitoring Cost
Traditional Technologies
Downtown Area
Collection System - Downtown Area | 24180400 | 261400 | 43300 | 11900
Wastewater Treatment Facility - Downtown Area (Overland Way) | 16539300 | 952600 | 266500 | 16900
Effluent Disposal - Downtown Area (Overland Way - Parcel 1/1A) | 2902200 | 11300 | 0 | 10800
| 43621900 | 1225300 | 309800 | 39600
Meetinghouse Pond Area
Collection System - Meetinghouse Pond | 21203300 | 166800 | 35900 | 3000
Wastewater Treatment Facility - Meetinghouse Pond (223 Beach Road) | 8003100 | 284300 | 117500 | 16900
Effluent Disposal - Meetinghouse Pond (223 Beach Road) | 1189000 | 11300 | 0 | 10800
| 30395400 | 462400 | 153400 | 30700
Non-Traditional Technologies
Floating Constructed Wetlands
Floating Constructed Wetlands - Demonstration 1 - Data Refinement | 50000 | 0 | 0 | 0
Floating Constructed Wetlands - Demonstration 2 - Lonnie's Pond | 2222600 | 13600 | 25500 | 127100
Floating Constructed Wetlands - Site 1 - Cost Efficacy to Be Validated | 15053200 | 68000 | 133100 | 367500
Floating Constructed Wetlands - Site 2 | 0 | 0 | 0 | 0
Floating Constructed Wetlands - Site 3 | 0 | 0 | 0 | 0
Floating Constructed Wetlands - Site 4 | 0 | 0 | 0 | 0
Floating Constructed Wetlands - Site 5 | 0 | 0 | 0 | 0
Aquaculture/Shellfish Propagation
Aquaculture/Shellfish Propagation - Demonstration 1 - Terminal Pond Oyster Bed | 126900 | 143800 | 0 | 0
Aquaculture/Shellfish Propagation - Demonstration 2 - Quanset Pond Oyster Bed | 49900 | 216400 | 0 | 54700
Aquaculture/Shellfish Propagation - Demonstration 3 - Shellfish Extension Program | 76900 | 0 | 533000 | 58900
Aquaculture/Shellfish Propagation - Demonstration 4 - Quahog Inventory | 50800 | 0 | 0 | 0
Aquaculture/Shellfish Propagation - Site 1 - Shellfish Extension Program | 432300 | 283300 | 426400 | 58900
Aquaculture/Shellfish Propagation - Demonstration 2 - Quanset Pond Oyster Bed (2nd Year) | 756700 | 0 | 0 | 59500
Aquaculture/Shellfish Propagation - Full Scale Location TBD | 1080800 | 56700 | 159800 | 59500
Permeable Reactive Barriers
Permeable Reactive Barriers - Demonstration 1 - Landfill Focused Injection Test | 235900 | 0 | 21300 | 107700
Permeable Reactive Barriers - Demonstration 2 (Eldredge Park South Main St. Area) | 763900 | 0 | 58800 | 267300
Permeable Reactive Barriers - Site 1 | 612800 | 0 | 16100 | 107700
Permeable Reactive Barriers - Site 2 | 3182800 | 0 | 85300 | 455000
Permeable Reactive Barriers - Site 3 | 0 | 0 | 0 | 0
Permeable Reactive Barriers - Site 4 | 0 | 0 | 0 | 0
Permeable Reactive Barriers - Site 5 | 0 | 0 | 0 | 0
| 24695500 | 781800 | 1459300 | 1723800
Other Program Components
Adaptive Management Implementation | 6217000 | 0 | 0 | 0
Program Management | 4217900 | 0 | 0 | 0
Miscellaneous | 212500 | 0 | 0 | 0
| 10647400 | 0 | 0 | 0
Totals | 109360200 | 2469500 | 1922500 | 1794100
Septic Impact Fee | 200 | per On-Site System
Engineering News Record (ENR) = 10182 (Feb. 2016)

## 5-Year CIP
Town of Orleans, MA
FY 2018 - FY 2022 Wastewater Warrant Budget Estimates
Draft for Discussion
Task | Task Description | FY 2016 |  |  |  |  | FY 2017 |  |  |  |  | FY 2018 |  |  |  |  | FY 2019 |  |  |  |  | FY 2020 |  |  |  |  | FY 2021 |  |  |  |  | FY 2022 |  |  |  |  | Total: 5-Year Plan (FY2018-2022)
|  | Hours | Construction or Labor Budget | Other Direct Costs | Total Budget | Comments & Assumptions | Hours | Construction or Labor Budget | Other Direct Costs and Replacement | Total Budget | Comments & Assumptions | Hours | Construction or Labor Budget | Other Direct Costs and Replacement | Total Budget | Comments & Assumptions | Hours | Construction or Labor Budget | Other Direct Costs and Replacement | Total Budget | Comments & Assumptions | Hours | Construction or Labor Budget | Other Direct Costs and Replacement | Total Budget | Comments & Assumptions | Hours | Construction or Labor Budget | Other Direct Costs and Replacement | Total Budget | Comments & Assumptions | Hours | Construction or Labor Budget | Other Direct Costs and Replacement | Total Budget | Comments & Assumptions
1 | Continued Planning and Engineering
1.a | Preplanning - Treatment and Disposal Site Investigations (new sites) | 800 | 96000 | 325000 | 421000 | Assume three sites required for TT discharge and MHP treatment & discharge; ODC's for hydrogeologic services for disposal sites, including loading tests; 1st priority will be on TT disposal site and Hubler property; No land acquisition costs in FY16. | 364 | 63700 | 40000 | 103700 | ●ID and Evaluate up to 1 New Effluent Disposal Site | 400 | 72000 | 50000 | 122000 | ●ID and Evaluate up to 1 New Effluent Disposal Site | 400 | 74000 | 50000 | 124000 | ●ID and Evaluate up to 1 New Effluent Disposal Site | 0 | 0 | 0 | 0 |  | 0 | 0 | 0 | 0 |  | 0 | 0 | 0 | 0 |  | 349700
1.b | NT Technologies - Demonstration Project Planning & Pre-Design, Final Design and Implementation | 900 | 117000 | 50000 | 167000 | Assumes project management, planning & permitting of two NT demonstration projects in 2015 (regulatory requirements uncertain); Predesign and permitting of one PRB demonstration project; ODC's for hydrogeologic services for PRB planning; Specialty consultants for PRBs, aquaculture; CHR, FCW; General regulatory coordination in 1.f. | 0 | 676000 | 0 | 676000 | ●FCW (Data Refinement - verify N Removals) ● Aquaculture (Terminal Pond Oyster Bed; Quanset Pond Oyster Bed; Shellfish Extension; Quahog Inventory) ●PRB (Landfill - Design and Construction; Eldridge Park - Design) | 0 | 720000 | 0 | 720000 | ●PRB (Demo 2 - Construction) | 0 | 270000 | 23000 | 293000 | ●FCW (Demo - Design) ● PRB (Demo 1 - Replacement) | 0 | 2224000 | 690000 | 2914000 | ●Aquaculture (Demo 3 Replacement) ● FCW (Demo 2 - Construction) ● PRB (Demo 1 Replacement; Demo 2 - Replacement) | 0 | 446000 | 618000 | 1064000 | ● Aquaculture (Demo Part 2 - Construction; Demo - Replacement) | 0 | 1997000 | 636000 | 2633000 | ● Aquaculture (Replacement) '● FCW (Full Scale - Design) | 5667000
1.c | Design - WWTF, Collection System, Effluent Disposal and NT Technologies | 320 | 38400 | 4000 | 42400 | TT collection system studies and layouts; TT plant conceptual design; Reuse options feasibility; project-specific surveying; Design in FY 2017; Meetinghouse Design in FY 2020 | 0 | 1050000 | 0 | 1050000 | ● Downtown Area (Collection - Design 20%; WWTF - Design 25% Design, and Effluent Disposal - Design 25%) ●Meetinghouse Pond (Effluent Disposal - Design 50%) | 0 | 4401000 | 0 | 4401000 | ●Downtown Area (Collection - Design; WWTF - Part 1 - Design Effluent Disposal - Design) ●Meetinghouse Pond (Collection - Design 20%) | 0 | 0 | 0 | 0 |  | 0 | 0 | 0 | 0 |  | 0 | 489000 | 0 | 489000 | ● PRB (Site 1 - Design; Site 2 - Design) | 0 | 3291000 | 0 | 3291000 | ● Meetinghouse Pond Area (Collection - Part 1 Design and WWTF Design) | 5940000
1.d | Construction and Replacement - WWTF, Collection System, Effluent Disposal and NT Technologies |  |  |  |  | Assumes TT SPF not demolished until new WWTF constructed in 2020.. | 0 | 0 | 0 | 0 |  | 0 | 0 | 0 | 0 |  | 0 | 31458000 | 0 | 31458000 | ●Downtown Area (Collection Part 1 - Construction; WWTF Part 1 - Construction; Effluent Disposal - Construction) | 0 | 189000 | 253000 | 442000 | ●Downtown Area (Collection - Replacement; WWTF - Replacement) ●Aquaculture (Site 1 - Design; Full Scale - Design) | 0 | 7369000 | 260000 | 7629000 | ● Downtown Area (Collection - Replacement Phase 2; Collection -Construction Part 2; and WWTF - Replacement) ● Aquaculture (Full Scale - Construction) | 0 | 4028000 | 281000 | 4309000 | ● Downtown Area (Collection - Replacement; and WWTF - Replacement) ● PRB (Full Scale Site 1 and Site 2 - Construction) | 43838000
1.e | Tri-Town Transition Requirements - Separate Funding Article(s) | 80 | 10400 | 33000 | 43400 | Conclude options evaluation; Coordination with Eastham & Brewster; Demolition design procurement planning ($33,000) authorized but not used; | 0 | 0 | 0 | 0 |  | 0 | 0 | 0 | 0 |  | 0 | 0 | 0 | 0 |  | 0 | 0 | 0 | 0 |  | 0 | 0 | 0 | 0 |  | 0 | 0 | 0 | 0 |  | 0
1.f | Regulatory Coordination | 200 | 26000 | 500 | 26500 | Project level coordination with DEP, CCC. MEPA, Natural Heritage, DMF & others; | 96 | 16800 | 1500 | 18300 | ●Project level coordination with DEP, CCC. MEPA, Natural Heritage, DMF & others. | 140 | 25200 | 1800 | 27000 | ●Continued coordination with regulatory agencies on project level. | 140 | 25900 | 2100 | 28000 | ●Continued coordination with regulatory agencies on project level. | 140 | 26600 | 2400 | 29000 | ●Continued coordination with regulatory agencies on project level. | 140 | 27300 | 2700 | 30000 | ● Continued coordination with regulatory agencies on project level. | 140 | 28700 | 3300 | 32000 | ●Regularity Coordination | 146000
1.g | Meetinghouse Pond Utility Survey | 0 | 0 | 0 | 0 | Survey to be included in Meetinghouse Pond predesign work in FY 2019 | 0 | 0 | 0 | 0 |  | 0 | 0 | 0 | 0 |  | 0 | 0 | 0 | 0 |  | 0 | 0 | 0 | 0 |  | 0 | 180000 | 20000 | 200000 | ● Meetinghouse Pond Utility Survey | 0 | 0 | 0 | 0 |  | 200000
1.h | Update of Amended CWMP | 400 | 52000 | 3000 | 55000 | Update of ACWMP for CCC, DEP, MEPA approval | 140 | 24500 | 2000 | 26500 | ●Update of ACWMP for review and approval. | 80 | 14400 | 2600 | 17000 | ●NT Technology Demo Data for Update of ACWMP. | 80 | 14800 | 2700 | 17500 | ●NT Technology Demo Data for Update of ACWMP. | 80 | 15200 | 2800 | 18000 | ●NT Technology Demo Data for Update of ACWMP. | 80 | 15600 | 2900 | 18500 | ● NT Technology Demo Data for Update of ACWMP. | 80 | 16000 | 0 | 16000 | ●NT Technology Demo Data for Update of ACWMP. | 87000
| Sub-Total: | 2700 | 339800 | 415500 | 755300 |  | 600 | 1831000 | 43500 | 1874500 |  | 620 | 5232600 | 54400 | 5287000 |  | 620 | 31842700 | 77800 | 31920500 |  | 220 | 2454800 | 948200 | 3403000 |  | 220 | 8526900 | 903600 | 9430500 |  | 220 | 9360700 | 920300 | 10281000 |  | 56227700
2 | Adaptive Management Implementation
2.a | Water Quality Monitoring: MEP compliance | 80 | 11200 | 15000 | 26200 | Allowance for development of WQ monitoring program to support MEP remodeling in 2020; Initiate 1st year of field water quality monitoring support. Re-modeling to occur in 2019 with 3-years of data collection completed | 140 | 24500 | 56400 | 80900 | Allowance for 1st year of monitoring to support MEP model reruns; | 400 | 40000 | 60000 | 97000 | Allowance for 2nd year of monitoring to support MEP model reruns. | 400 | 229000 | 40000 | 269000 | Allowance for 2nd year of monitoring to support MEP model reruns. | 400 | 40000 | 60000 | 100000 | Allowance for 2nd year of monitoring to support MEP model reruns. | 0 | 0 | 0 | 0 |  | 0 | 0 | 0 | 0 |  | 466000
2.b | Water Quality Monitoring: Project Baselines | 400 | 40000 | 20000 | 60000 | Establish monitoring requirements; Baseline monitoring for three projects for 1/2 year assumed; Projects to be determined | 180 | 31500 | 96400 | 127900 | Allowance for development of Performance Baseline. | 900 | 90000 | 120000 | 190000 | Allowance for NT Project performance. | 900 | 160000 | 50000 | 210000 | Allowance for NT Project performance. | 900 | 90000 | 120000 | 210000 | Allowance for NT Project performance. | 900 | 80000 | 50000 | 130000 | Allowance for NT Project performance. | 900 | 80000 | 50000 | 130000 | Allowance for NT Project performance. | 870000
2.c | MEP Study & Report Updates | 0 | 0 | 0 | 0 |  | 40 | 7000 | 8000 | 15000 | Planning and scoping for MEP model reruns; Include external expert. | 40 | 4000 |  | 4000 |  | 40 | 60000 | 2000 | 62000 | MEP Reanalysis for Nauset System. | 40 | 75000 | 5000 | 80000 | MEP Reanalysis for Pleasant Bay. | 40 | 55000 | 10000 | 65000 | Rock Harbor Creek and miscellaneous MEP studies. |  |  |  | 0 |  | 211000
2.d | Namskaket & Little Namskaket Adaptive Plans | 0 | 0 | 0 | 0 | FY 2017 Task | 80 | 14000 | 14000 | 28000 | Sanitary survey; culvert hydraulics. | 80 | 8000 | 5000 | 13000 | Allowance for continuing watershed protection actions. | 80 | 8000 | 5000 | 13000 | Allowance for continuing watershed protection actions. | 80 | 8000 | 5000 | 13000 | Allowance for continuing watershed protection actions. | 80 | 8000 | 5000 | 13000 | Allowance for continuing watershed protection actions. | 80 | 8000 | 5000 | 13000 | Allowance for continuing watershed protection actions. | 65000
2.e | Stormwater & Fertilizer Management | 40 | 4800 | 0 | 4800 | Work with Town and stormwater consultant to integrate stormwater project planning by others into CWMP Amendment plan for stormwater credit | 40 | 7000 | 0 | 7000 | Allowance for stormwater management project coordination with CWMP Amendment. | 40 | 4000 | 0 | 4000 | Allowance for stormwater management coordination with CWMP Amendment. | 40 | 4000 | 0 | 4000 | Allowance for stormwater management coordination with CWMP Amendment. | 40 | 4000 | 0 | 4000 | Allowance for stormwater management coordination with CWMP Amendment. | 40 | 4000 | 0 | 4000 | Allowance for stormwater management coordination with CWMP Amendment. |  |  | 0 | 0 |  | 16000
2.f | Cedar Pond & Rock Harbor Creek Resolution Plus Cedar Pond Single EIR; Nauset Estuary Increased Monitoring; and Pond Nutrient Study |  | 0 | 0 | 0 | No activities required: UAA planning and studies in FY2017 2018 | 40 | 71000 | 2000 | 73000 | Preliminary scope and discussions with DEP to plan Use Attainability Analyses (UAA). | 240 | 24000 | 12000 | 35200 | Initial field work and studies for UAA feasibility determination. | 240 | 12000 | 2000 | 14000 | Initial field work and studies for UAA feasibility determination. | 240 | 24000 | 12000 | 36000 | Initial field work and studies for UAA feasibility determination. | 240 | 24000 | 12000 | 36000 | Initial field work and studies for UAA feasibility determination. |  | 0 |  | 0 |  | 121200
| Sub-Total: | 520 | 56000 | 35000 | 91000 |  | 520 | 155000 | 176800 | 331800 |  | 1700 | 170000 | 197000 | 343200 |  | 1700 | 473000 | 99000 | 572000 |  | 1700 | 241000 | 202000 | 443000 |  | 1300 | 171000 | 77000 | 248000 |  | 980 | 88000 | 55000 | 143000 |  | 1749200
3 | Program Management
3.a | Technical Oversight & Projects Management | 800 | 104000 | 2000 | 106000 | Contract procurement and management; engineering management; NT project management; Funding (SRF, demonstration project and other) coordination; Coordination with BOS, town departments and stakeholder groups | 2080 | 146000 | 4000 | 150000 | Assume full time program or project manager hired by Town. | 2080 | 150800 | 4000 | 154800 | Assume full time project/program manager hired by Town. | 2080 | 156000 | 4000 | 160000 | Assume full time project/program manager hired by Town. | 2080 | 161200 | 4000 | 165200 | Assume full time project/program manager hired by Town. | 2080 | 166400 | 4000 | 170400 | Assume full time project/program manager hired by Town. | 2080 | 171600 | 4000 | 175600 | Assume full time project/program manager hired by Town. | 826000
3.b | Public Engagement Coordination | 0 | 7000 | 500 | 7500 |  | 80 | 14000 | 1000 | 15000 |  | 80 | 14400 | 1000 | 15400 |  | 80 | 14800 | 1000 | 15800 |  | 80 | 15200 | 1000 | 16200 |  | 80 | 15600 | 1000 | 16600 |  | 80 | 16000 | 1000 | 17000 |  | 81000
3.c | Financial Modeling and Analyses | 140 | 21000 | 1000 | 22000 | User rates options evaluation; Affordability evaluations; debt management options; funding assistance | 80 | 14000 | 1500 | 15500 | Update of financial model and plan. | 80 | 14400 | 1500 | 15900 | Update of financial model and plan. | 80 | 14800 | 1000 | 15800 | Update of financial model and plan. | 80 | 15200 | 1000 | 16200 | Update of financial model and plan. | 80 | 15600 | 200 | 15800 | Update of financial model and plan. | 80 | 16000 | 200 | 16200 | Update of financial model and plan. | 79900
3.d | Regulatory Coordination | 140 | 18200 |  | 18200 | Amended CWMP review coordination & response; overall program coordination with CCC, DEP, MEPA. | 80 | 14000 | 5100 | 19100 | Continued overall program regulatory review and approval coordination. | 240 | 43200 | 1000 | 44200 | Continued overall program regulatory review and approval coordination. | 240 | 44400 | 1000 | 45400 | Continued overall program regulatory review and approval coordination. | 240 | 45600 | 1000 | 46600 | Continued overall program regulatory review and approval coordination. | 240 | 46800 | 200 | 47000 | Continued overall program regulatory review and approval coordination. | 240 | 48000 | 200 | 48200 | Continued overall program regulatory review and approval coordination. | 231400
| Sub-Total: | 1080 | 150200 | 3500 | 153700 |  | 2320 | 188000 | 11600 | 199600 |  | 2480 | 222800 | 7500 | 230300 |  | 2480 | 230000 | 7000 | 237000 |  | 2480 | 237200 | 7000 | 244200 |  | 2480 | 244400 | 5400 | 249800 |  | 2480 | 251600 | 5400 | 257000 |  | 1218300
| Total Budget: | 4300 | 546000 | 454000 | 1000000 |  | 3440 | 2174000 | 231900 | 2405900 |  | 4800 | 5625400 | 258900 | 5860500 |  | 4800 | 32545700 | 183800 | 32729500 |  | 4400 | 2933000 | 1157200 | 4090200 |  | 4000 | 8942300 | 986000 | 9928300 |  | 3680 | 9700300 | 980700 | 10681000 |  | 59195200

## Phasing - Data
Town of Orleans, MA | [26 empty] | 2405900 |  |  |  | 3985800 |  |  |  | 5448000 |  |  |  | 18805000 |  |  |  | 20740400 |  |  |  | 0 |  |  |  | 0 |  |  |  | 0 |  |  |  | 0 |  |  |  | 0
FY 2016 Water Quality and Wastewater Planning | [26 empty] | 575 | Rounding Between 5-Year CIP |  |  | -7622493.537 |  |  |  | -59776328.2665 |  |  |  | 12432369.1178 |  |  |  | 2979741.5447 |  |  |  | -19588571.2108 |  |  |  | -34224007.5216 |  |  |  | -51262384.8835 |  |  |  | -1304773.1838 |  |  |  | -2764301.6007
Estimated Program Phasing | [26 empty] | 2405325 |  |  |  | 11608293.537 |  |  |  | 65224328.2665 |  |  |  | 6372630.8822 |  |  |  | 17760658.4553 |  |  |  | 19588571.2108 |  |  |  | 34224007.5216 |  |  |  | 51262384.8835 |  |  |  | 1304773.1838 |  |  |  | 2764301.6007
Component | Implementation Year | Estimated Costs - February 2016 |  |  |  | Present Value | [20 empty] | FY17 |  |  |  | FY18 |  |  |  | FY19 |  |  |  | FY20 |  |  |  | FY21 |  |  |  | FY22 |  |  |  | FY23 |  |  |  | FY24 |  |  |  | FY25 |  |  |  | FY26 |  |  |  | FY27 |  |  |  | FY28 |  |  |  | FY29 |  |  |  | FY30 |  |  |  | FY31 |  |  |  | FY32 |  |  |  | FY33 |  |  |  | FY34 |  |  |  | FY35 |  |  |  | FY36
[27 empty] | 1 |  |  |  | 2 |  |  |  | 3 |  |  |  | 4 |  |  |  | 5 |  |  |  | 6 |  |  |  | 7 |  |  |  | 8 |  |  |  | 9 |  |  |  | 10 |  |  |  | 11 |  |  |  | 12 |  |  |  | 13 |  |  |  | 14 |  |  |  | 15 |  |  |  | 16 |  |  |  | 17 |  |  |  | 18 |  |  |  | 19 |  |  |  | 20
|  | Capital Cost | Annual O&M Cost | Replacement Cost | Annual Monitoring Cost |  | 1 | 2 | 3 | 4 | 5 | 6 | 7 | 8 | 9 | 10 | 11 | 12 | 13 | 14 | 15 | 16 | 17 | 18 | 19 | 20 | Capital Cost | Annual O&M Cost | Replacement Cost | Annual Monitoring Cost | Capital Cost | Annual O&M Cost | Replacement Cost | Annual Monitoring Cost | Capital Cost | Annual O&M Cost | Replacement Cost | Annual Monitoring Cost | Capital Cost | Annual O&M Cost | Replacement Cost | Annual Monitoring Cost | Capital Cost | Annual O&M Cost | Replacement Cost | Annual Monitoring Cost | Capital Cost | Annual O&M Cost | Replacement Cost | Annual Monitoring Cost | Capital Cost | Annual O&M Cost | Replacement Cost | Annual Monitoring Cost | Capital Cost | Annual O&M Cost | Replacement Cost | Annual Monitoring Cost | Capital Cost | Annual O&M Cost | Replacement Cost | Annual Monitoring Cost | Capital Cost | Annual O&M Cost | Replacement Cost | Annual Monitoring Cost | Capital Cost | Annual O&M Cost | Replacement Cost | Annual Monitoring Cost | Capital Cost | Annual O&M Cost | Replacement Cost | Annual Monitoring Cost | Capital Cost | Annual O&M Cost | Replacement Cost | Annual Monitoring Cost | Capital Cost | Annual O&M Cost | Replacement Cost | Annual Monitoring Cost | Capital Cost | Annual O&M Cost | Replacement Cost | Annual Monitoring Cost | Capital Cost | Annual O&M Cost | Replacement Cost | Annual Monitoring Cost | Capital Cost | Annual O&M Cost | Replacement Cost | Annual Monitoring Cost | Capital Cost | Annual O&M Cost | Replacement Cost | Annual Monitoring Cost | Capital Cost | Annual O&M Cost | Replacement Cost | Annual Monitoring Cost | Capital Cost | Annual O&M Cost | Replacement Cost | Annual Monitoring Cost
Traditional Technologies
Downtown Area
Collection System - Downtown Area |  | 24180400 | 261400 | 43300 | 11900
Phase 1
Design at 20% | 1 | 500000 |  |  |  | 492610.8374 | 492610.8374 | 0 | 0 | 0 | 0 | 0 | 0 | 0 | 0 | 0 | 0 | 0 | 0 | 0 | 0 | 0 | 0 | 0 | 0 | 0 | 500000 | 0 | 0 | 0 | 0 | 0 | 0 | 0 | 0 | 0 | 0 | 0 | 0 | 0 | 0 | 0 | 0 | 0 | 0 | 0 | 0 | 0 | 0 | 0 | 0 | 0 | 0 | 0 | 0 | 0 | 0 | 0 | 0 | 0 | 0 | 0 | 0 | 0 | 0 | 0 | 0 | 0 | 0 | 0 | 0 | 0 | 0 | 0 | 0 | 0 | 0 | 0 | 0 | 0 | 0 | 0 | 0 | 0 | 0 | 0 | 0 | 0 | 0 | 0 | 0 | 0 | 0 | 0 | 0 | 0 | 0 | 0 | 0 | 0 | 0 | 0 | 0 | 0 | 0 | 0
Construction, O&M and Monitoring |  | 0 | 0 |  | 0 | 0 | 0 | 0 | 0 | 0 | 0 | 0 | 0 | 0 | 0 | 0 | 0 | 0 | 0 | 0 | 0 | 0 | 0 | 0 | 0 | 0 | 0 | 0 | 0 | 0 | 0 | 0 | 0 | 0 | 0 | 0 | 0 | 0 | 0 | 0 | 0 | 0 | 0 | 0 | 0 | 0 | 0 | 0 | 0 | 0 | 0 | 0 | 0 | 0 | 0 | 0 | 0 | 0 | 0 | 0 | 0 | 0 | 0 | 0 | 0 | 0 | 0 | 0 | 0 | 0 | 0 | 0 | 0 | 0 | 0 | 0 | 0 | 0 | 0 | 0 | 0 | 0 | 0 | 0 | 0 | 0 | 0 | 0 | 0 | 0 | 0 | 0 | 0 | 0 | 0 | 0 | 0 | 0 | 0 | 0 | 0 | 0 | 0 | 0 | 0 | 0
Replacement |  |  |  | 0 |  | 0 | 0 | 0 | 0 | 0 | 0 | 0 | 0 | 0 | 0 | 0 | 0 | 0 | 0 | 0 | 0 | 0 | 0 | 0 | 0 | 0 | 0 | 0 | 0 | 0 | 0 | 0 | 0 | 0 | 0 | 0 | 0 | 0 | 0 | 0 | 0 | 0 | 0 | 0 | 0 | 0 | 0 | 0 | 0 | 0 | 0 | 0 | 0 | 0 | 0 | 0 | 0 | 0 | 0 | 0 | 0 | 0 | 0 | 0 | 0 | 0 | 0 | 0 | 0 | 0 | 0 | 0 | 0 | 0 | 0 | 0 | 0 | 0 | 0 | 0 | 0 | 0 | 0 | 0 | 0 | 0 | 0 | 0 | 0 | 0 | 0 | 0 | 0 | 0 | 0 | 0 | 0 | 0 | 0 | 0 | 0 | 0 | 0 | 0 | 0 | 0
Phase 2
Design | 2 | 2097800 |  |  |  | 2160262.0981 | 0 | 2160262.0981 | 0 | 0 | 0 | 0 | 0 | 0 | 0 | 0 | 0 | 0 | 0 | 0 | 0 | 0 | 0 | 0 | 0 | 0 | 0 | 0 | 0 | 0 | 2225556.02 | 0 | 0 | 0 | 0 | 0 | 0 | 0 | 0 | 0 | 0 | 0 | 0 | 0 | 0 | 0 | 0 | 0 | 0 | 0 | 0 | 0 | 0 | 0 | 0 | 0 | 0 | 0 | 0 | 0 | 0 | 0 | 0 | 0 | 0 | 0 | 0 | 0 | 0 | 0 | 0 | 0 | 0 | 0 | 0 | 0 | 0 | 0 | 0 | 0 | 0 | 0 | 0 | 0 | 0 | 0 | 0 | 0 | 0 | 0 | 0 | 0 | 0 | 0 | 0 | 0 | 0 | 0 | 0 | 0 | 0 | 0 | 0 | 0 | 0 | 0
Construction, O&M and Monitoring | 3 | 16186950 | 196050 |  | 8925 | 21081311.1158 | 0 | 0 | 16915255.91 | 217363.0027 | 220575.2638 | 223834.9968 | 227142.9032 | 230499.6948 | 233906.0943 | 237362.8346 | 240870.6597 | 244430.3246 | 248042.5954 | 251708.2496 | 255428.0759 | 259202.8751 | 263033.4594 | 266920.6534 | 270865.2936 | 274868.229 | 0 | 0 | 0 | 0 | 0 | 0 | 0 | 0 | 17687917.3126 | 0 | 0 | 0 | 0 | 220656.0022 | 0 | 10045.1661 | 0 | 227275.6823 | 0 | 10346.5211 | 0 | 234093.9527 | 0 | 10656.9167 | 0 | 241116.7713 | 0 | 10976.6242 | 0 | 248350.2745 | 0 | 11305.923 | 0 | 255800.7827 | 0 | 11645.1007 | 0 | 263474.8062 | 0 | 11994.4537 | 0 | 271379.0504 | 0 | 12354.2873 | 0 | 279520.4219 | 0 | 12724.9159 | 0 | 287906.0345 | 0 | 13106.6634 | 0 | 296543.2156 | 0 | 13499.8633 | 0 | 305439.512 | 0 | 13904.8592 | 0 | 314602.6974 | 0 | 14322.005 | 0 | 324040.7783 | 0 | 14751.6651 | 0 | 333762.0017 | 0 | 15194.2151 | 0 | 343774.8617 | 0 | 15650.0415 | 0 | 354088.1076 | 0 | 16119.5428
Replacement | 3 |  |  | 32475 |  | 660044.6045 | 0 | 0 | 0 | 34437.6803 | 34946.6115 | 35463.0639 | 35987.1486 | 36518.9784 | 37058.6677 | 37606.3327 | 38162.0913 | 38726.0631 | 39298.3695 | 39879.1336 | 40468.4804 | 41066.5367 | 41673.4314 | 42289.2949 | 42914.2598 | 43548.4607 | 0 | 0 | 0 | 0 | 0 | 0 | 0 | 0 | 0 | 0 | 0 | 0 | 0 | 0 | 36550.8986 | 0 | 0 | 0 | 37647.4256 | 0 | 0 | 0 | 38776.8483 | 0 | 0 | 0 | 39940.1538 | 0 | 0 | 0 | 41138.3584 | 0 | 0 | 0 | 42372.5091 | 0 | 0 | 0 | 43643.6844 | 0 | 0 | 0 | 44952.995 | 0 | 0 | 0 | 46301.5848 | 0 | 0 | 0 | 47690.6323 | 0 | 0 | 0 | 49121.3513 | 0 | 0 | 0 | 50594.9919 | 0 | 0 | 0 | 52112.8416 | 0 | 0 | 0 | 53676.2269 | 0 | 0 | 0 | 55286.5137 | 0 | 0 | 0 | 56945.1091 | 0 | 0 | 0 | 58653.4623 | 0
Phase 3
Design |  | 0 |  |  |  | 0 | 0 | 0 | 0 | 0 | 0 | 0 | 0 | 0 | 0 | 0 | 0 | 0 | 0 | 0 | 0 | 0 | 0 | 0 | 0 | 0 | 0 | 0 | 0 | 0 | 0 | 0 | 0 | 0 | 0 | 0 | 0 | 0 | 0 | 0 | 0 | 0 | 0 | 0 | 0 | 0 | 0 | 0 | 0 | 0 | 0 | 0 | 0 | 0 | 0 | 0 | 0 | 0 | 0 | 0 | 0 | 0 | 0 | 0 | 0 | 0 | 0 | 0 | 0 | 0 | 0 | 0 | 0 | 0 | 0 | 0 | 0 | 0 | 0 | 0 | 0 | 0 | 0 | 0 | 0 | 0 | 0 | 0 | 0 | 0 | 0 | 0 | 0 | 0 | 0 | 0 | 0 | 0 | 0 | 0 | 0 | 0 | 0 | 0 | 0 | 0
Construction, O&M and Monitoring | 5 | 5395650 | 65350 |  | 2975 | 7049008.4751 | 0 | 0 | 0 | 0 | 5806302.8286 | 74611.6656 | 75714.3011 | 76833.2316 | 77968.6981 | 79120.9449 | 80290.2199 | 81476.7749 | 82680.8651 | 83902.7499 | 85142.692 | 86400.9584 | 87677.8198 | 88973.5511 | 90288.4312 | 91622.743 | 0 | 0 | 0 | 0 | 0 | 0 | 0 | 0 | 0 | 0 | 0 | 0 | 0 | 0 | 0 | 0 | 6255037.159 | 0 | 0 | 0 | 0 | 78031.3176 | 0 | 3552.3056 | 0 | 80372.2571 | 0 | 3658.8747 | 0 | 82783.4248 | 0 | 3768.641 | 0 | 85266.9276 | 0 | 3881.7002 | 0 | 87824.9354 | 0 | 3998.1512 | 0 | 90459.6835 | 0 | 4118.0958 | 0 | 93173.474 | 0 | 4241.6386 | 0 | 95968.6782 | 0 | 4368.8878 | 0 | 98847.7385 | 0 | 4499.9544 | 0 | 101813.1707 | 0 | 4634.9531 | 0 | 104867.5658 | 0 | 4774.0017 | 0 | 108013.5928 | 0 | 4917.2217 | 0 | 111254.0006 | 0 | 5064.7384 | 0 | 114591.6206 | 0 | 5216.6805 | 0 | 118029.3692 | 0 | 5373.1809
Replacement | 5 |  |  | 10825 |  | 196886.7709 | 0 | 0 | 0 | 0 | 0 | 11821.0213 | 11995.7162 | 12172.9928 | 12352.8892 | 12535.4442 | 12720.6971 | 12908.6877 | 13099.4565 | 13293.0445 | 13489.4935 | 13688.8456 | 13891.1438 | 14096.4316 | 14304.7533 | 14516.1536 | 0 | 0 | 0 | 0 | 0 | 0 | 0 | 0 | 0 | 0 | 0 | 0 | 0 | 0 | 0 | 0 | 0 | 0 | 0 | 0 | 0 | 0 | 12925.6161 | 0 | 0 | 0 | 13313.3846 | 0 | 0 | 0 | 13712.7861 | 0 | 0 | 0 | 14124.1697 | 0 | 0 | 0 | 14547.8948 | 0 | 0 | 0 | 14984.3317 | 0 | 0 | 0 | 15433.8616 | 0 | 0 | 0 | 15896.8774 | 0 | 0 | 0 | 16373.7838 | 0 | 0 | 0 | 16864.9973 | 0 | 0 | 0 | 17370.9472 | 0 | 0 | 0 | 17892.0756 | 0 | 0 | 0 | 18428.8379 | 0 | 0 | 0 | 18981.703 | 0 | 0 | 0 | 19551.1541 | 0
Phase 4
Design |  | 0 |  |  |  | 0 | 0 | 0 | 0 | 0 | 0 | 0 | 0 | 0 | 0 | 0 | 0 | 0 | 0 | 0 | 0 | 0 | 0 | 0 | 0 | 0 | 0 | 0 | 0 | 0 | 0 | 0 | 0 | 0 | 0 | 0 | 0 | 0 | 0 | 0 | 0 | 0 | 0 | 0 | 0 | 0 | 0 | 0 | 0 | 0 | 0 | 0 | 0 | 0 | 0 | 0 | 0 | 0 | 0 | 0 | 0 | 0 | 0 | 0 | 0 | 0 | 0 | 0 | 0 | 0 | 0 | 0 | 0 | 0 | 0 | 0 | 0 | 0 | 0 | 0 | 0 | 0 | 0 | 0 | 0 | 0 | 0 | 0 | 0 | 0 | 0 | 0 | 0 | 0 | 0 | 0 | 0 | 0 | 0 | 0 | 0 | 0 | 0 | 0 | 0 | 0
Construction, O&M and Monitoring |  | 0 | 0 |  | 0 | 0 | 0 | 0 | 0 | 0 | 0 | 0 | 0 | 0 | 0 | 0 | 0 | 0 | 0 | 0 | 0 | 0 | 0 | 0 | 0 | 0 | 0 | 0 | 0 | 0 | 0 | 0 | 0 | 0 | 0 | 0 | 0 | 0 | 0 | 0 | 0 | 0 | 0 | 0 | 0 | 0 | 0 | 0 | 0 | 0 | 0 | 0 | 0 | 0 | 0 | 0 | 0 | 0 | 0 | 0 | 0 | 0 | 0 | 0 | 0 | 0 | 0 | 0 | 0 | 0 | 0 | 0 | 0 | 0 | 0 | 0 | 0 | 0 | 0 | 0 | 0 | 0 | 0 | 0 | 0 | 0 | 0 | 0 | 0 | 0 | 0 | 0 | 0 | 0 | 0 | 0 | 0 | 0 | 0 | 0 | 0 | 0 | 0 | 0 | 0 | 0
Replacement |  |  |  | 0 |  | 0 | 0 | 0 | 0 | 0 | 0 | 0 | 0 | 0 | 0 | 0 | 0 | 0 | 0 | 0 | 0 | 0 | 0 | 0 | 0 | 0 | 0 | 0 | 0 | 0 | 0 | 0 | 0 | 0 | 0 | 0 | 0 | 0 | 0 | 0 | 0 | 0 | 0 | 0 | 0 | 0 | 0 | 0 | 0 | 0 | 0 | 0 | 0 | 0 | 0 | 0 | 0 | 0 | 0 | 0 | 0 | 0 | 0 | 0 | 0 | 0 | 0 | 0 | 0 | 0 | 0 | 0 | 0 | 0 | 0 | 0 | 0 | 0 | 0 | 0 | 0 | 0 | 0 | 0 | 0 | 0 | 0 | 0 | 0 | 0 | 0 | 0 | 0 | 0 | 0 | 0 | 0 | 0 | 0 | 0 | 0 | 0 | 0 | 0 | 0 | 0
Wastewater Treatment Facility - Downtown Area (Overland Way) |  | 16539300 | 952600 | 266500 | 16900
Phase 1
Design at 25% | 1 | 409000 |  |  |  | 402955.665 | 402955.665 | 0 | 0 | 0 | 0 | 0 | 0 | 0 | 0 | 0 | 0 | 0 | 0 | 0 | 0 | 0 | 0 | 0 | 0 | 0 | 409000 | 0 | 0 | 0 | 0 | 0 | 0 | 0 | 0 | 0 | 0 | 0 | 0 | 0 | 0 | 0 | 0 | 0 | 0 | 0 | 0 | 0 | 0 | 0 | 0 | 0 | 0 | 0 | 0 | 0 | 0 | 0 | 0 | 0 | 0 | 0 | 0 | 0 | 0 | 0 | 0 | 0 | 0 | 0 | 0 | 0 | 0 | 0 | 0 | 0 | 0 | 0 | 0 | 0 | 0 | 0 | 0 | 0 | 0 | 0 | 0 | 0 | 0 | 0 | 0 | 0 | 0 | 0 | 0 | 0 | 0 | 0 | 0 | 0 | 0 | 0 | 0 | 0 | 0 | 0
Construction, O&M and Monitoring |  | 0 | 0 |  | 0 | 0 | 0 | 0 | 0 | 0 | 0 | 0 | 0 | 0 | 0 | 0 | 0 | 0 | 0 | 0 | 0 | 0 | 0 | 0 | 0 | 0 | 0 | 0 | 0 | 0 | 0 | 0 | 0 | 0 | 0 | 0 | 0 | 0 | 0 | 0 | 0 | 0 | 0 | 0 | 0 | 0 | 0 | 0 | 0 | 0 | 0 | 0 | 0 | 0 | 0 | 0 | 0 | 0 | 0 | 0 | 0 | 0 | 0 | 0 | 0 | 0 | 0 | 0 | 0 | 0 | 0 | 0 | 0 | 0 | 0 | 0 | 0 | 0 | 0 | 0 | 0 | 0 | 0 | 0 | 0 | 0 | 0 | 0 | 0 | 0 | 0 | 0 | 0 | 0 | 0 | 0 | 0 | 0 | 0 | 0 | 0 | 0 | 0 | 0 | 0 | 0
Replacement |  |  |  | 0 |  | 0 | 0 | 0 | 0 | 0 | 0 | 0 | 0 | 0 | 0 | 0 | 0 | 0 | 0 | 0 | 0 | 0 | 0 | 0 | 0 | 0 | 0 | 0 | 0 | 0 | 0 | 0 | 0 | 0 | 0 | 0 | 0 | 0 | 0 | 0 | 0 | 0 | 0 | 0 | 0 | 0 | 0 | 0 | 0 | 0 | 0 | 0 | 0 | 0 | 0 | 0 | 0 | 0 | 0 | 0 | 0 | 0 | 0 | 0 | 0 | 0 | 0 | 0 | 0 | 0 | 0 | 0 | 0 | 0 | 0 | 0 | 0 | 0 | 0 | 0 | 0 | 0 | 0 | 0 | 0 | 0 | 0 | 0 | 0 | 0 | 0 | 0 | 0 | 0 | 0 | 0 | 0 | 0 | 0 | 0 | 0 | 0 | 0 | 0 | 0 | 0
Phase 2
Design | 2 | 1428700 |  |  |  | 1471239.6127 | 0 | 1471239.6127 | 0 | 0 | 0 | 0 | 0 | 0 | 0 | 0 | 0 | 0 | 0 | 0 | 0 | 0 | 0 | 0 | 0 | 0 | 0 | 0 | 0 | 0 | 1515707.83 | 0 | 0 | 0 | 0 | 0 | 0 | 0 | 0 | 0 | 0 | 0 | 0 | 0 | 0 | 0 | 0 | 0 | 0 | 0 | 0 | 0 | 0 | 0 | 0 | 0 | 0 | 0 | 0 | 0 | 0 | 0 | 0 | 0 | 0 | 0 | 0 | 0 | 0 | 0 | 0 | 0 | 0 | 0 | 0 | 0 | 0 | 0 | 0 | 0 | 0 | 0 | 0 | 0 | 0 | 0 | 0 | 0 | 0 | 0 | 0 | 0 | 0 | 0 | 0 | 0 | 0 | 0 | 0 | 0 | 0 | 0 | 0 | 0 | 0 | 0
Construction, O&M and Monitoring | 3 | 10000000 | 652600 |  | 16900 | 24057320.069 | 0 | 0 | 10449933.9962 | 709962.3384 | 720454.3927 | 731101.5019 | 741905.9576 | 752870.0851 | 763996.244 | 775286.8288 | 786744.2697 | 798371.0323 | 810169.6189 | 822142.569 | 834292.4592 | 846621.9044 | 859133.5581 | 871830.1132 | 884714.302 | 897788.8976 | 0 | 0 | 0 | 0 | 0 | 0 | 0 | 0 | 10927270 | 0 | 0 | 0 | 0 | 734507.0494 | 0 | 19021.0989 | 0 | 756542.2609 | 0 | 19591.7319 | 0 | 779238.5287 | 0 | 20179.4838 | 0 | 802615.6846 | 0 | 20784.8683 | 0 | 826694.1551 | 0 | 21408.4144 | 0 | 851494.9798 | 0 | 22050.6668 | 0 | 877039.8292 | 0 | 22712.1868 | 0 | 903351.024 | 0 | 23393.5524 | 0 | 930451.5548 | 0 | 24095.359 | 0 | 958365.1014 | 0 | 24818.2198 | 0 | 987116.0544 | 0 | 25562.7664 | 0 | 1016729.5361 | 0 | 26329.6493 | 0 | 1047231.4222 | 0 | 27119.5388 | 0 | 1078648.3648 | 0 | 27933.125 | 0 | 1111007.8158 | 0 | 28771.1187 | 0 | 1144338.0502 | 0 | 29634.2523 | 0 | 1178668.1917 | 0 | 30523.2799
Replacement | 3 |  |  | 191500 |  | 3892179.8849 | 0 | 0 | 0 | 203073.6188 | 206074.7068 | 209120.1458 | 212210.5913 | 215346.7084 | 218529.1721 | 221758.6672 | 225035.8889 | 228361.5425 | 231736.3436 | 235161.0186 | 238636.3046 | 242162.9495 | 245741.7123 | 249373.3632 | 253058.6839 | 256798.4674 | 0 | 0 | 0 | 0 | 0 | 0 | 0 | 0 | 0 | 0 | 0 | 0 | 0 | 0 | 215534.9371 | 0 | 0 | 0 | 222000.9852 | 0 | 0 | 0 | 228661.0148 | 0 | 0 | 0 | 235520.8452 | 0 | 0 | 0 | 242586.4706 | 0 | 0 | 0 | 249864.0647 | 0 | 0 | 0 | 257359.9866 | 0 | 0 | 0 | 265080.7862 | 0 | 0 | 0 | 273033.2098 | 0 | 0 | 0 | 281224.2061 | 0 | 0 | 0 | 289660.9323 | 0 | 0 | 0 | 298350.7603 | 0 | 0 | 0 | 307301.2831 | 0 | 0 | 0 | 316520.3216 | 0 | 0 | 0 | 326015.9312 | 0 | 0 | 0 | 335796.4092 | 0 | 0 | 0 | 345870.3014 | 0
Phase 3
Design |  | 0 |  |  |  | 0 | 0 | 0 | 0 | 0 | 0 | 0 | 0 | 0 | 0 | 0 | 0 | 0 | 0 | 0 | 0 | 0 | 0 | 0 | 0 | 0 | 0 | 0 | 0 | 0 | 0 | 0 | 0 | 0 | 0 | 0 | 0 | 0 | 0 | 0 | 0 | 0 | 0 | 0 | 0 | 0 | 0 | 0 | 0 | 0 | 0 | 0 | 0 | 0 | 0 | 0 | 0 | 0 | 0 | 0 | 0 | 0 | 0 | 0 | 0 | 0 | 0 | 0 | 0 | 0 | 0 | 0 | 0 | 0 | 0 | 0 | 0 | 0 | 0 | 0 | 0 | 0 | 0 | 0 | 0 | 0 | 0 | 0 | 0 | 0 | 0 | 0 | 0 | 0 | 0 | 0 | 0 | 0 | 0 | 0 | 0 | 0 | 0 | 0 | 0 | 0
Construction, O&M and Monitoring | 14 | 4701600 | 300000 |  | 0 | 8101120.0488 | 0 | 0 | 0 | 0 | 0 | 0 | 0 | 0 | 0 | 0 | 0 | 0 | 0 | 5773540.7055 | 373842.7748 | 379367.5449 | 384973.9618 | 390663.2322 | 396436.5805 | 402295.2491 | 0 | 0 | 0 | 0 | 0 | 0 | 0 | 0 | 0 | 0 | 0 | 0 | 0 | 0 | 0 | 0 | 0 | 0 | 0 | 0 | 0 | 0 | 0 | 0 | 0 | 0 | 0 | 0 | 0 | 0 | 0 | 0 | 0 | 0 | 0 | 0 | 0 | 0 | 0 | 0 | 0 | 0 | 0 | 0 | 0 | 0 | 0 | 0 | 0 | 0 | 0 | 0 | 7111591.8504 | 0 | 0 | 0 | 0 | 467390.225 | 0 | 0 | 0 | 481411.9317 | 0 | 0 | 0 | 495854.2897 | 0 | 0 | 0 | 510729.9184 | 0 | 0 | 0 | 526051.8159 | 0 | 0 | 0 | 541833.3704 | 0 | 0
Replacement | 14 |  |  | 75000 |  | 581894.8358 | 0 | 0 | 0 | 0 | 0 | 0 | 0 | 0 | 0 | 0 | 0 | 0 | 0 | 0 | 93460.6937 | 94841.8862 | 96243.4905 | 97665.808 | 99109.1451 | 100573.8123 | 0 | 0 | 0 | 0 | 0 | 0 | 0 | 0 | 0 | 0 | 0 | 0 | 0 | 0 | 0 | 0 | 0 | 0 | 0 | 0 | 0 | 0 | 0 | 0 | 0 | 0 | 0 | 0 | 0 | 0 | 0 | 0 | 0 | 0 | 0 | 0 | 0 | 0 | 0 | 0 | 0 | 0 | 0 | 0 | 0 | 0 | 0 | 0 | 0 | 0 | 0 | 0 | 0 | 0 | 0 | 0 | 0 | 0 | 116847.5562 | 0 | 0 | 0 | 120352.9829 | 0 | 0 | 0 | 123963.5724 | 0 | 0 | 0 | 127682.4796 | 0 | 0 | 0 | 131512.954 | 0 | 0 | 0 | 135458.3426 | 0
Phase 4
Design |  | 0 |  |  |  | 0 | 0 | 0 | 0 | 0 | 0 | 0 | 0 | 0 | 0 | 0 | 0 | 0 | 0 | 0 | 0 | 0 | 0 | 0 | 0 | 0 | 0 | 0 | 0 | 0 | 0 | 0 | 0 | 0 | 0 | 0 | 0 | 0 | 0 | 0 | 0 | 0 | 0 | 0 | 0 | 0 | 0 | 0 | 0 | 0 | 0 | 0 | 0 | 0 | 0 | 0 | 0 | 0 | 0 | 0 | 0 | 0 | 0 | 0 | 0 | 0 | 0 | 0 | 0 | 0 | 0 | 0 | 0 | 0 | 0 | 0 | 0 | 0 | 0 | 0 | 0 | 0 | 0 | 0 | 0 | 0 | 0 | 0 | 0 | 0 | 0 | 0 | 0 | 0 | 0 | 0 | 0 | 0 | 0 | 0 | 0 | 0 | 0 | 0 | 0 | 0
Construction, O&M and Monitoring |  | 0 | 0 |  | 0 | 0 | 0 | 0 | 0 | 0 | 0 | 0 | 0 | 0 | 0 | 0 | 0 | 0 | 0 | 0 | 0 | 0 | 0 | 0 | 0 | 0 | 0 | 0 | 0 | 0 | 0 | 0 | 0 | 0 | 0 | 0 | 0 | 0 | 0 | 0 | 0 | 0 | 0 | 0 | 0 | 0 | 0 | 0 | 0 | 0 | 0 | 0 | 0 | 0 | 0 | 0 | 0 | 0 | 0 | 0 | 0 | 0 | 0 | 0 | 0 | 0 | 0 | 0 | 0 | 0 | 0 | 0 | 0 | 0 | 0 | 0 | 0 | 0 | 0 | 0 | 0 | 0 | 0 | 0 | 0 | 0 | 0 | 0 | 0 | 0 | 0 | 0 | 0 | 0 | 0 | 0 | 0 | 0 | 0 | 0 | 0 | 0 | 0 | 0 | 0 | 0
Replacement |  |  |  | 0 |  | 0 | 0 | 0 | 0 | 0 | 0 | 0 | 0 | 0 | 0 | 0 | 0 | 0 | 0 | 0 | 0 | 0 | 0 | 0 | 0 | 0 | 0 | 0 | 0 | 0 | 0 | 0 | 0 | 0 | 0 | 0 | 0 | 0 | 0 | 0 | 0 | 0 | 0 | 0 | 0 | 0 | 0 | 0 | 0 | 0 | 0 | 0 | 0 | 0 | 0 | 0 | 0 | 0 | 0 | 0 | 0 | 0 | 0 | 0 | 0 | 0 | 0 | 0 | 0 | 0 | 0 | 0 | 0 | 0 | 0 | 0 | 0 | 0 | 0 | 0 | 0 | 0 | 0 | 0 | 0 | 0 | 0 | 0 | 0 | 0 | 0 | 0 | 0 | 0 | 0 | 0 | 0 | 0 | 0 | 0 | 0 | 0 | 0 | 0 | 0 | 0
Effluent Disposal - Downtown Area (Overland Way - Parcel 1/1A) |  | 2902200 | 11300 | 0 | 10800
Phase 1
Design - Investigations | 1 | 75075 |  |  |  | 73965.5172 | 73965.5172 | 0 | 0 | 0 | 0 | 0 | 0 | 0 | 0 | 0 | 0 | 0 | 0 | 0 | 0 | 0 | 0 | 0 | 0 | 0 | 75075 | 0 | 0 | 0 | 0 | 0 | 0 | 0 | 0 | 0 | 0 | 0 | 0 | 0 | 0 | 0 | 0 | 0 | 0 | 0 | 0 | 0 | 0 | 0 | 0 | 0 | 0 | 0 | 0 | 0 | 0 | 0 | 0 | 0 | 0 | 0 | 0 | 0 | 0 | 0 | 0 | 0 | 0 | 0 | 0 | 0 | 0 | 0 | 0 | 0 | 0 | 0 | 0 | 0 | 0 | 0 | 0 | 0 | 0 | 0 | 0 | 0 | 0 | 0 | 0 | 0 | 0 | 0 | 0 | 0 | 0 | 0 | 0 | 0 | 0 | 0 | 0 | 0 | 0 | 0
Construction, O&M and Monitoring |  | 0 | 0 |  | 0 | 0 | 0 | 0 | 0 | 0 | 0 | 0 | 0 | 0 | 0 | 0 | 0 | 0 | 0 | 0 | 0 | 0 | 0 | 0 | 0 | 0 | 0 | 0 | 0 | 0 | 0 | 0 | 0 | 0 | 0 | 0 | 0 | 0 | 0 | 0 | 0 | 0 | 0 | 0 | 0 | 0 | 0 | 0 | 0 | 0 | 0 | 0 | 0 | 0 | 0 | 0 | 0 | 0 | 0 | 0 | 0 | 0 | 0 | 0 | 0 | 0 | 0 | 0 | 0 | 0 | 0 | 0 | 0 | 0 | 0 | 0 | 0 | 0 | 0 | 0 | 0 | 0 | 0 | 0 | 0 | 0 | 0 | 0 | 0 | 0 | 0 | 0 | 0 | 0 | 0 | 0 | 0 | 0 | 0 | 0 | 0 | 0 | 0 | 0 | 0 | 0
Replacement |  |  |  | 0 |  | 0 | 0 | 0 | 0 | 0 | 0 | 0 | 0 | 0 | 0 | 0 | 0 | 0 | 0 | 0 | 0 | 0 | 0 | 0 | 0 | 0 | 0 | 0 | 0 | 0 | 0 | 0 | 0 | 0 | 0 | 0 | 0 | 0 | 0 | 0 | 0 | 0 | 0 | 0 | 0 | 0 | 0 | 0 | 0 | 0 | 0 | 0 | 0 | 0 | 0 | 0 | 0 | 0 | 0 | 0 | 0 | 0 | 0 | 0 | 0 | 0 | 0 | 0 | 0 | 0 | 0 | 0 | 0 | 0 | 0 | 0 | 0 | 0 | 0 | 0 | 0 | 0 | 0 | 0 | 0 | 0 | 0 | 0 | 0 | 0 | 0 | 0 | 0 | 0 | 0 | 0 | 0 | 0 | 0 | 0 | 0 | 0 | 0 | 0 | 0 | 0
Phase 2
Design - 25% | 2 | 225225 |  |  |  | 231931.0854 | 0 | 231931.0854 | 0 | 0 | 0 | 0 | 0 | 0 | 0 | 0 | 0 | 0 | 0 | 0 | 0 | 0 | 0 | 0 | 0 | 0 | 0 | 0 | 0 | 0 | 238941.2025 | 0 | 0 | 0 | 0 | 0 | 0 | 0 | 0 | 0 | 0 | 0 | 0 | 0 | 0 | 0 | 0 | 0 | 0 | 0 | 0 | 0 | 0 | 0 | 0 | 0 | 0 | 0 | 0 | 0 | 0 | 0 | 0 | 0 | 0 | 0 | 0 | 0 | 0 | 0 | 0 | 0 | 0 | 0 | 0 | 0 | 0 | 0 | 0 | 0 | 0 | 0 | 0 | 0 | 0 | 0 | 0 | 0 | 0 | 0 | 0 | 0 | 0 | 0 | 0 | 0 | 0 | 0 | 0 | 0 | 0 | 0 | 0 | 0 | 0 | 0
Construction, O&M and Monitoring | 3 | 2601900 | 11300 |  | 10800 | 3168144.1774 | 0 | 0 | 2718968.3265 | 23435.65 | 23781.9897 | 24133.4476 | 24490.0996 | 24852.0222 | 25219.2935 | 25591.9924 | 25970.1992 | 26353.9952 | 26743.4631 | 27138.6867 | 27539.7511 | 27946.7425 | 28359.7485 | 28778.8581 | 29204.1614 | 29635.75 | 0 | 0 | 0 | 0 | 0 | 0 | 0 | 0 | 2843166.3813 | 0 | 0 | 0 | 0 | 12718.2496 | 0 | 12155.4951 | 0 | 13099.797 | 0 | 12520.16 | 0 | 13492.791 | 0 | 12895.7648 | 0 | 13897.5747 | 0 | 13282.6377 | 0 | 14314.5019 | 0 | 13681.1169 | 0 | 14743.937 | 0 | 14091.5504 | 0 | 15186.2551 | 0 | 14514.2969 | 0 | 15641.8427 | 0 | 14949.7258 | 0 | 16111.098 | 0 | 15398.2176 | 0 | 16594.431 | 0 | 15860.1641 | 0 | 17092.2639 | 0 | 16335.969 | 0 | 17605.0318 | 0 | 16826.0481 | 0 | 18133.1828 | 0 | 17330.8295 | 0 | 18677.1782 | 0 | 17850.7544 | 0 | 19237.4936 | 0 | 18386.2771 | 0 | 19814.6184 | 0 | 18937.8654 | 0 | 20409.057 | 0 | 19506.0013
Replacement |  |  |  | 0 |  | 0 | 0 | 0 | 0 | 0 | 0 | 0 | 0 | 0 | 0 | 0 | 0 | 0 | 0 | 0 | 0 | 0 | 0 | 0 | 0 | 0 | 0 | 0 | 0 | 0 | 0 | 0 | 0 | 0 | 0 | 0 | 0 | 0 | 0 | 0 | 0 | 0 | 0 | 0 | 0 | 0 | 0 | 0 | 0 | 0 | 0 | 0 | 0 | 0 | 0 | 0 | 0 | 0 | 0 | 0 | 0 | 0 | 0 | 0 | 0 | 0 | 0 | 0 | 0 | 0 | 0 | 0 | 0 | 0 | 0 | 0 | 0 | 0 | 0 | 0 | 0 | 0 | 0 | 0 | 0 | 0 | 0 | 0 | 0 | 0 | 0 | 0 | 0 | 0 | 0 | 0 | 0 | 0 | 0 | 0 | 0 | 0 | 0 | 0 | 0 | 0
Phase 3
Design |  | 0 |  |  |  | 0 | 0 | 0 | 0 | 0 | 0 | 0 | 0 | 0 | 0 | 0 | 0 | 0 | 0 | 0 | 0 | 0 | 0 | 0 | 0 | 0 | 0 | 0 | 0 | 0 | 0 | 0 | 0 | 0 | 0 | 0 | 0 | 0 | 0 | 0 | 0 | 0 | 0 | 0 | 0 | 0 | 0 | 0 | 0 | 0 | 0 | 0 | 0 | 0 | 0 | 0 | 0 | 0 | 0 | 0 | 0 | 0 | 0 | 0 | 0 | 0 | 0 | 0 | 0 | 0 | 0 | 0 | 0 | 0 | 0 | 0 | 0 | 0 | 0 | 0 | 0 | 0 | 0 | 0 | 0 | 0 | 0 | 0 | 0 | 0 | 0 | 0 | 0 | 0 | 0 | 0 | 0 | 0 | 0 | 0 | 0 | 0 | 0 | 0 | 0 | 0
Construction, O&M and Monitoring |  | 0 | 0 |  | 0 | 0 | 0 | 0 | 0 | 0 | 0 | 0 | 0 | 0 | 0 | 0 | 0 | 0 | 0 | 0 | 0 | 0 | 0 | 0 | 0 | 0 | 0 | 0 | 0 | 0 | 0 | 0 | 0 | 0 | 0 | 0 | 0 | 0 | 0 | 0 | 0 | 0 | 0 | 0 | 0 | 0 | 0 | 0 | 0 | 0 | 0 | 0 | 0 | 0 | 0 | 0 | 0 | 0 | 0 | 0 | 0 | 0 | 0 | 0 | 0 | 0 | 0 | 0 | 0 | 0 | 0 | 0 | 0 | 0 | 0 | 0 | 0 | 0 | 0 | 0 | 0 | 0 | 0 | 0 | 0 | 0 | 0 | 0 | 0 | 0 | 0 | 0 | 0 | 0 | 0 | 0 | 0 | 0 | 0 | 0 | 0 | 0 | 0 | 0 | 0 | 0
Replacement |  |  |  | 0 |  | 0 | 0 | 0 | 0 | 0 | 0 | 0 | 0 | 0 | 0 | 0 | 0 | 0 | 0 | 0 | 0 | 0 | 0 | 0 | 0 | 0 | 0 | 0 | 0 | 0 | 0 | 0 | 0 | 0 | 0 | 0 | 0 | 0 | 0 | 0 | 0 | 0 | 0 | 0 | 0 | 0 | 0 | 0 | 0 | 0 | 0 | 0 | 0 | 0 | 0 | 0 | 0 | 0 | 0 | 0 | 0 | 0 | 0 | 0 | 0 | 0 | 0 | 0 | 0 | 0 | 0 | 0 | 0 | 0 | 0 | 0 | 0 | 0 | 0 | 0 | 0 | 0 | 0 | 0 | 0 | 0 | 0 | 0 | 0 | 0 | 0 | 0 | 0 | 0 | 0 | 0 | 0 | 0 | 0 | 0 | 0 | 0 | 0 | 0 | 0 | 0
Phase 4
Design |  | 0 |  |  |  | 0 | 0 | 0 | 0 | 0 | 0 | 0 | 0 | 0 | 0 | 0 | 0 | 0 | 0 | 0 | 0 | 0 | 0 | 0 | 0 | 0 | 0 | 0 | 0 | 0 | 0 | 0 | 0 | 0 | 0 | 0 | 0 | 0 | 0 | 0 | 0 | 0 | 0 | 0 | 0 | 0 | 0 | 0 | 0 | 0 | 0 | 0 | 0 | 0 | 0 | 0 | 0 | 0 | 0 | 0 | 0 | 0 | 0 | 0 | 0 | 0 | 0 | 0 | 0 | 0 | 0 | 0 | 0 | 0 | 0 | 0 | 0 | 0 | 0 | 0 | 0 | 0 | 0 | 0 | 0 | 0 | 0 | 0 | 0 | 0 | 0 | 0 | 0 | 0 | 0 | 0 | 0 | 0 | 0 | 0 | 0 | 0 | 0 | 0 | 0 | 0
Construction, O&M and Monitoring |  | 0 | 0 |  | 0 | 0 | 0 | 0 | 0 | 0 | 0 | 0 | 0 | 0 | 0 | 0 | 0 | 0 | 0 | 0 | 0 | 0 | 0 | 0 | 0 | 0 | 0 | 0 | 0 | 0 | 0 | 0 | 0 | 0 | 0 | 0 | 0 | 0 | 0 | 0 | 0 | 0 | 0 | 0 | 0 | 0 | 0 | 0 | 0 | 0 | 0 | 0 | 0 | 0 | 0 | 0 | 0 | 0 | 0 | 0 | 0 | 0 | 0 | 0 | 0 | 0 | 0 | 0 | 0 | 0 | 0 | 0 | 0 | 0 | 0 | 0 | 0 | 0 | 0 | 0 | 0 | 0 | 0 | 0 | 0 | 0 | 0 | 0 | 0 | 0 | 0 | 0 | 0 | 0 | 0 | 0 | 0 | 0 | 0 | 0 | 0 | 0 | 0 | 0 | 0 | 0
Replacement |  |  |  | 0 |  | 0 | 0 | 0 | 0 | 0 | 0 | 0 | 0 | 0 | 0 | 0 | 0 | 0 | 0 | 0 | 0 | 0 | 0 | 0 | 0 | 0 | 0 | 0 | 0 | 0 | 0 | 0 | 0 | 0 | 0 | 0 | 0 | 0 | 0 | 0 | 0 | 0 | 0 | 0 | 0 | 0 | 0 | 0 | 0 | 0 | 0 | 0 | 0 | 0 | 0 | 0 | 0 | 0 | 0 | 0 | 0 | 0 | 0 | 0 | 0 | 0 | 0 | 0 | 0 | 0 | 0 | 0 | 0 | 0 | 0 | 0 | 0 | 0 | 0 | 0 | 0 | 0 | 0 | 0 | 0 | 0 | 0 | 0 | 0 | 0 | 0 | 0 | 0 | 0 | 0 | 0 | 0 | 0 | 0 | 0 | 0 | 0 | 0 | 0 | 0 | 0
Meetinghouse Pond Area
Collection System - Meetinghouse Pond |  | 21203300 | 166800 | 35900 | 3000
Phase 1
Design at 20% | 2 | 466740 |  |  |  | 480637.2064 | 0 | 480637.2064 | 0 | 0 | 0 | 0 | 0 | 0 | 0 | 0 | 0 | 0 | 0 | 0 | 0 | 0 | 0 | 0 | 0 | 0 | 0 | 0 | 0 | 0 | 495164.466 | 0 | 0 | 0 | 0 | 0 | 0 | 0 | 0 | 0 | 0 | 0 | 0 | 0 | 0 | 0 | 0 | 0 | 0 | 0 | 0 | 0 | 0 | 0 | 0 | 0 | 0 | 0 | 0 | 0 | 0 | 0 | 0 | 0 | 0 | 0 | 0 | 0 | 0 | 0 | 0 | 0 | 0 | 0 | 0 | 0 | 0 | 0 | 0 | 0 | 0 | 0 | 0 | 0 | 0 | 0 | 0 | 0 | 0 | 0 | 0 | 0 | 0 | 0 | 0 | 0 | 0 | 0 | 0 | 0 | 0 | 0 | 0 | 0 | 0 | 0
Construction, O&M and Monitoring |  | 0 | 0 |  | 0 | 0 | 0 | 0 | 0 | 0 | 0 | 0 | 0 | 0 | 0 | 0 | 0 | 0 | 0 | 0 | 0 | 0 | 0 | 0 | 0 | 0 | 0 | 0 | 0 | 0 | 0 | 0 | 0 | 0 | 0 | 0 | 0 | 0 | 0 | 0 | 0 | 0 | 0 | 0 | 0 | 0 | 0 | 0 | 0 | 0 | 0 | 0 | 0 | 0 | 0 | 0 | 0 | 0 | 0 | 0 | 0 | 0 | 0 | 0 | 0 | 0 | 0 | 0 | 0 | 0 | 0 | 0 | 0 | 0 | 0 | 0 | 0 | 0 | 0 | 0 | 0 | 0 | 0 | 0 | 0 | 0 | 0 | 0 | 0 | 0 | 0 | 0 | 0 | 0 | 0 | 0 | 0 | 0 | 0 | 0 | 0 | 0 | 0 | 0 | 0 | 0
Replacement |  |  |  | 0 |  | 0 | 0 | 0 | 0 | 0 | 0 | 0 | 0 | 0 | 0 | 0 | 0 | 0 | 0 | 0 | 0 | 0 | 0 | 0 | 0 | 0 | 0 | 0 | 0 | 0 | 0 | 0 | 0 | 0 | 0 | 0 | 0 | 0 | 0 | 0 | 0 | 0 | 0 | 0 | 0 | 0 | 0 | 0 | 0 | 0 | 0 | 0 | 0 | 0 | 0 | 0 | 0 | 0 | 0 | 0 | 0 | 0 | 0 | 0 | 0 | 0 | 0 | 0 | 0 | 0 | 0 | 0 | 0 | 0 | 0 | 0 | 0 | 0 | 0 | 0 | 0 | 0 | 0 | 0 | 0 | 0 | 0 | 0 | 0 | 0 | 0 | 0 | 0 | 0 | 0 | 0 | 0 | 0 | 0 | 0 | 0 | 0 | 0 | 0 | 0 | 0
Phase 2
Design | 6 | 1866960 |  |  |  | 2038741.2398 | 0 | 0 | 0 | 0 | 0 | 2038741.2398 | 0 | 0 | 0 | 0 | 0 | 0 | 0 | 0 | 0 | 0 | 0 | 0 | 0 | 0 | 0 | 0 | 0 | 0 | 0 | 0 | 0 | 0 | 0 | 0 | 0 | 0 | 0 | 0 | 0 | 0 | 0 | 0 | 0 | 0 | 2229247.8755 | 0 | 0 | 0 | 0 | 0 | 0 | 0 | 0 | 0 | 0 | 0 | 0 | 0 | 0 | 0 | 0 | 0 | 0 | 0 | 0 | 0 | 0 | 0 | 0 | 0 | 0 | 0 | 0 | 0 | 0 | 0 | 0 | 0 | 0 | 0 | 0 | 0 | 0 | 0 | 0 | 0 | 0 | 0 | 0 | 0 | 0 | 0 | 0 | 0 | 0 | 0 | 0 | 0 | 0 | 0 | 0 | 0 | 0 | 0
Construction, O&M and Monitoring | 8 | 12619600 | 111800 |  | 3000 | 15897393.075 | 0 | 0 | 0 | 0 | 0 | 0 | 0 | 14191066.9536 | 131003.3888 | 132939.3995 | 134904.0211 | 136897.6766 | 138920.795 | 140973.8117 | 143057.1685 | 145171.3138 | 147316.7027 | 149493.7969 | 151703.0648 | 153944.982 | 0 | 0 | 0 | 0 | 0 | 0 | 0 | 0 | 0 | 0 | 0 | 0 | 0 | 0 | 0 | 0 | 0 | 0 | 0 | 0 | 0 | 0 | 0 | 0 | 0 | 0 | 0 | 0 | 15986131.7191 | 0 | 0 | 0 | 0 | 145873.642 | 0 | 3914.3196 | 0 | 150249.8512 | 0 | 4031.7491 | 0 | 154757.3467 | 0 | 4152.7016 | 0 | 159400.0671 | 0 | 4277.2827 | 0 | 164182.0692 | 0 | 4405.6011 | 0 | 169107.5312 | 0 | 4537.7692 | 0 | 174180.7572 | 0 | 4673.9022 | 0 | 179406.1799 | 0 | 4814.1193 | 0 | 184788.3653 | 0 | 4958.5429 | 0 | 190332.0162 | 0 | 5107.2992 | 0 | 196041.9767 | 0 | 5260.5182 | 0 | 201923.236 | 0 | 5418.3337
Replacement | 8 |  |  | 35900 |  | 533598.4997 | 0 | 0 | 0 | 0 | 0 | 0 | 0 | 0 | 40967.0876 | 41572.5126 | 42186.8847 | 42810.3362 | 43443.0012 | 44085.016 | 44736.5187 | 45397.6495 | 46068.5508 | 46749.3668 | 47440.2441 | 48141.3315 | 0 | 0 | 0 | 0 | 0 | 0 | 0 | 0 | 0 | 0 | 0 | 0 | 0 | 0 | 0 | 0 | 0 | 0 | 0 | 0 | 0 | 0 | 0 | 0 | 0 | 0 | 0 | 0 | 0 | 0 | 0 | 0 | 0 | 0 | 46841.3573 | 0 | 0 | 0 | 48246.598 | 0 | 0 | 0 | 49693.996 | 0 | 0 | 0 | 51184.8158 | 0 | 0 | 0 | 52720.3603 | 0 | 0 | 0 | 54301.9711 | 0 | 0 | 0 | 55931.0303 | 0 | 0 | 0 | 57608.9612 | 0 | 0 | 0 | 59337.23 | 0 | 0 | 0 | 61117.3469 | 0 | 0 | 0 | 62950.8673 | 0 | 0 | 0 | 64839.3933 | 0
Phase 3
Design |  | 0 |  |  |  | 0 | 0 | 0 | 0 | 0 | 0 | 0 | 0 | 0 | 0 | 0 | 0 | 0 | 0 | 0 | 0 | 0 | 0 | 0 | 0 | 0 | 0 | 0 | 0 | 0 | 0 | 0 | 0 | 0 | 0 | 0 | 0 | 0 | 0 | 0 | 0 | 0 | 0 | 0 | 0 | 0 | 0 | 0 | 0 | 0 | 0 | 0 | 0 | 0 | 0 | 0 | 0 | 0 | 0 | 0 | 0 | 0 | 0 | 0 | 0 | 0 | 0 | 0 | 0 | 0 | 0 | 0 | 0 | 0 | 0 | 0 | 0 | 0 | 0 | 0 | 0 | 0 | 0 | 0 | 0 | 0 | 0 | 0 | 0 | 0 | 0 | 0 | 0 | 0 | 0 | 0 | 0 | 0 | 0 | 0 | 0 | 0 | 0 | 0 | 0 | 0
Construction, O&M and Monitoring | 15 | 6250000 | 55000 |  | 0 | 8146576.1799 | 0 | 0 | 0 | 0 | 0 | 0 | 0 | 0 | 0 | 0 | 0 | 0 | 0 | 0 | 7788391.1423 | 69550.7166 | 70578.5597 | 71621.5926 | 72680.0397 | 73754.129 | 0 | 0 | 0 | 0 | 0 | 0 | 0 | 0 | 0 | 0 | 0 | 0 | 0 | 0 | 0 | 0 | 0 | 0 | 0 | 0 | 0 | 0 | 0 | 0 | 0 | 0 | 0 | 0 | 0 | 0 | 0 | 0 | 0 | 0 | 0 | 0 | 0 | 0 | 0 | 0 | 0 | 0 | 0 | 0 | 0 | 0 | 0 | 0 | 0 | 0 | 0 | 0 | 0 | 0 | 0 | 0 | 9737296.3538 | 0 | 0 | 0 | 0 | 88258.8542 | 0 | 0 | 0 | 90906.6198 | 0 | 0 | 0 | 93633.8184 | 0 | 0 | 0 | 96442.8329 | 0 | 0 | 0 | 99336.1179 | 0 | 0
Replacement |  |  |  | 0 |  | 0 | 0 | 0 | 0 | 0 | 0 | 0 | 0 | 0 | 0 | 0 | 0 | 0 | 0 | 0 | 0 | 0 | 0 | 0 | 0 | 0 | 0 | 0 | 0 | 0 | 0 | 0 | 0 | 0 | 0 | 0 | 0 | 0 | 0 | 0 | 0 | 0 | 0 | 0 | 0 | 0 | 0 | 0 | 0 | 0 | 0 | 0 | 0 | 0 | 0 | 0 | 0 | 0 | 0 | 0 | 0 | 0 | 0 | 0 | 0 | 0 | 0 | 0 | 0 | 0 | 0 | 0 | 0 | 0 | 0 | 0 | 0 | 0 | 0 | 0 | 0 | 0 | 0 | 0 | 0 | 0 | 0 | 0 | 0 | 0 | 0 | 0 | 0 | 0 | 0 | 0 | 0 | 0 | 0 | 0 | 0 | 0 | 0 | 0 | 0 | 0
Phase 4
Design |  | 0 |  |  |  | 0 | 0 | 0 | 0 | 0 | 0 | 0 | 0 | 0 | 0 | 0 | 0 | 0 | 0 | 0 | 0 | 0 | 0 | 0 | 0 | 0 | 0 | 0 | 0 | 0 | 0 | 0 | 0 | 0 | 0 | 0 | 0 | 0 | 0 | 0 | 0 | 0 | 0 | 0 | 0 | 0 | 0 | 0 | 0 | 0 | 0 | 0 | 0 | 0 | 0 | 0 | 0 | 0 | 0 | 0 | 0 | 0 | 0 | 0 | 0 | 0 | 0 | 0 | 0 | 0 | 0 | 0 | 0 | 0 | 0 | 0 | 0 | 0 | 0 | 0 | 0 | 0 | 0 | 0 | 0 | 0 | 0 | 0 | 0 | 0 | 0 | 0 | 0 | 0 | 0 | 0 | 0 | 0 | 0 | 0 | 0 | 0 | 0 | 0 | 0 | 0
Construction, O&M and Monitoring |  | 0 | 0 |  | 0 | 0 | 0 | 0 | 0 | 0 | 0 | 0 | 0 | 0 | 0 | 0 | 0 | 0 | 0 | 0 | 0 | 0 | 0 | 0 | 0 | 0 | 0 | 0 | 0 | 0 | 0 | 0 | 0 | 0 | 0 | 0 | 0 | 0 | 0 | 0 | 0 | 0 | 0 | 0 | 0 | 0 | 0 | 0 | 0 | 0 | 0 | 0 | 0 | 0 | 0 | 0 | 0 | 0 | 0 | 0 | 0 | 0 | 0 | 0 | 0 | 0 | 0 | 0 | 0 | 0 | 0 | 0 | 0 | 0 | 0 | 0 | 0 | 0 | 0 | 0 | 0 | 0 | 0 | 0 | 0 | 0 | 0 | 0 | 0 | 0 | 0 | 0 | 0 | 0 | 0 | 0 | 0 | 0 | 0 | 0 | 0 | 0 | 0 | 0 | 0 | 0
Replacement |  |  |  | 0 |  | 0 | 0 | 0 | 0 | 0 | 0 | 0 | 0 | 0 | 0 | 0 | 0 | 0 | 0 | 0 | 0 | 0 | 0 | 0 | 0 | 0 | 0 | 0 | 0 | 0 | 0 | 0 | 0 | 0 | 0 | 0 | 0 | 0 | 0 | 0 | 0 | 0 | 0 | 0 | 0 | 0 | 0 | 0 | 0 | 0 | 0 | 0 | 0 | 0 | 0 | 0 | 0 | 0 | 0 | 0 | 0 | 0 | 0 | 0 | 0 | 0 | 0 | 0 | 0 | 0 | 0 | 0 | 0 | 0 | 0 | 0 | 0 | 0 | 0 | 0 | 0 | 0 | 0 | 0 | 0 | 0 | 0 | 0 | 0 | 0 | 0 | 0 | 0 | 0 | 0 | 0 | 0 | 0 | 0 | 0 | 0 | 0 | 0 | 0 | 0 | 0
Wastewater Treatment Facility - Meetinghouse Pond (223 Beach Road) |  | 8003100 | 284300 | 117500 | 16900
Phase 1
Design | 6 | 889200 |  |  |  | 971016.3637 | 0 | 0 | 0 | 0 | 0 | 971016.3637 | 0 | 0 | 0 | 0 | 0 | 0 | 0 | 0 | 0 | 0 | 0 | 0 | 0 | 0 | 0 | 0 | 0 | 0 | 0 | 0 | 0 | 0 | 0 | 0 | 0 | 0 | 0 | 0 | 0 | 0 | 0 | 0 | 0 | 0 | 1061751.3021 | 0 | 0 | 0 | 0 | 0 | 0 | 0 | 0 | 0 | 0 | 0 | 0 | 0 | 0 | 0 | 0 | 0 | 0 | 0 | 0 | 0 | 0 | 0 | 0 | 0 | 0 | 0 | 0 | 0 | 0 | 0 | 0 | 0 | 0 | 0 | 0 | 0 | 0 | 0 | 0 | 0 | 0 | 0 | 0 | 0 | 0 | 0 | 0 | 0 | 0 | 0 | 0 | 0 | 0 | 0 | 0 | 0 | 0 | 0
Construction, O&M and Monitoring | 8 | 7113900 | 284300 |  | 16900 | 12476641.2956 | 0 | 0 | 0 | 0 | 0 | 0 | 0 | 7999764.747 | 343712.7239 | 348792.2223 | 353946.7872 | 359177.5279 | 364485.5702 | 369872.0564 | 375338.1459 | 380885.0151 | 386513.8577 | 392225.8851 | 398022.3268 | 403904.4301 | 0 | 0 | 0 | 0 | 0 | 0 | 0 | 0 | 0 | 0 | 0 | 0 | 0 | 0 | 0 | 0 | 0 | 0 | 0 | 0 | 0 | 0 | 0 | 0 | 0 | 0 | 0 | 0 | 9011675.682 | 0 | 0 | 0 | 0 | 370947.0162 | 0 | 22050.6668 | 0 | 382075.4266 | 0 | 22712.1868 | 0 | 393537.6894 | 0 | 23393.5524 | 0 | 405343.8201 | 0 | 24095.359 | 0 | 417504.1347 | 0 | 24818.2198 | 0 | 430029.2588 | 0 | 25562.7664 | 0 | 442930.1365 | 0 | 26329.6493 | 0 | 456218.0406 | 0 | 27119.5388 | 0 | 469904.5819 | 0 | 27933.125 | 0 | 484001.7193 | 0 | 28771.1187 | 0 | 498521.7709 | 0 | 29634.2523 | 0 | 513477.424 | 0 | 30523.2799
Replacement | 8 |  |  | 117500 |  | 1746457.4849 | 0 | 0 | 0 | 0 | 0 | 0 | 0 | 0 | 134084.479 | 136066.023 | 138076.8509 | 140117.3955 | 142188.0959 | 144289.3978 | 146421.7535 | 148585.6218 | 150781.4684 | 153009.7659 | 155270.994 | 157565.6392 | 0 | 0 | 0 | 0 | 0 | 0 | 0 | 0 | 0 | 0 | 0 | 0 | 0 | 0 | 0 | 0 | 0 | 0 | 0 | 0 | 0 | 0 | 0 | 0 | 0 | 0 | 0 | 0 | 0 | 0 | 0 | 0 | 0 | 0 | 153310.8491 | 0 | 0 | 0 | 157910.1746 | 0 | 0 | 0 | 162647.4798 | 0 | 0 | 0 | 167526.9042 | 0 | 0 | 0 | 172552.7113 | 0 | 0 | 0 | 177729.2927 | 0 | 0 | 0 | 183061.1715 | 0 | 0 | 0 | 188553.0066 | 0 | 0 | 0 | 194209.5968 | 0 | 0 | 0 | 200035.8847 | 0 | 0 | 0 | 206036.9612 | 0 | 0 | 0 | 212218.0701 | 0
Phase 2
Design |  | 0 |  |  |  | 0 | 0 | 0 | 0 | 0 | 0 | 0 | 0 | 0 | 0 | 0 | 0 | 0 | 0 | 0 | 0 | 0 | 0 | 0 | 0 | 0 | 0 | 0 | 0 | 0 | 0 | 0 | 0 | 0 | 0 | 0 | 0 | 0 | 0 | 0 | 0 | 0 | 0 | 0 | 0 | 0 | 0 | 0 | 0 | 0 | 0 | 0 | 0 | 0 | 0 | 0 | 0 | 0 | 0 | 0 | 0 | 0 | 0 | 0 | 0 | 0 | 0 | 0 | 0 | 0 | 0 | 0 | 0 | 0 | 0 | 0 | 0 | 0 | 0 | 0 | 0 | 0 | 0 | 0 | 0 | 0 | 0 | 0 | 0 | 0 | 0 | 0 | 0 | 0 | 0 | 0 | 0 | 0 | 0 | 0 | 0 | 0 | 0 | 0 | 0 | 0
Construction, O&M and Monitoring |  | 0 | 0 |  | 0 | 0 | 0 | 0 | 0 | 0 | 0 | 0 | 0 | 0 | 0 | 0 | 0 | 0 | 0 | 0 | 0 | 0 | 0 | 0 | 0 | 0 | 0 | 0 | 0 | 0 | 0 | 0 | 0 | 0 | 0 | 0 | 0 | 0 | 0 | 0 | 0 | 0 | 0 | 0 | 0 | 0 | 0 | 0 | 0 | 0 | 0 | 0 | 0 | 0 | 0 | 0 | 0 | 0 | 0 | 0 | 0 | 0 | 0 | 0 | 0 | 0 | 0 | 0 | 0 | 0 | 0 | 0 | 0 | 0 | 0 | 0 | 0 | 0 | 0 | 0 | 0 | 0 | 0 | 0 | 0 | 0 | 0 | 0 | 0 | 0 | 0 | 0 | 0 | 0 | 0 | 0 | 0 | 0 | 0 | 0 | 0 | 0 | 0 | 0 | 0 | 0
Replacement |  |  |  | 0 |  | 0 | 0 | 0 | 0 | 0 | 0 | 0 | 0 | 0 | 0 | 0 | 0 | 0 | 0 | 0 | 0 | 0 | 0 | 0 | 0 | 0 | 0 | 0 | 0 | 0 | 0 | 0 | 0 | 0 | 0 | 0 | 0 | 0 | 0 | 0 | 0 | 0 | 0 | 0 | 0 | 0 | 0 | 0 | 0 | 0 | 0 | 0 | 0 | 0 | 0 | 0 | 0 | 0 | 0 | 0 | 0 | 0 | 0 | 0 | 0 | 0 | 0 | 0 | 0 | 0 | 0 | 0 | 0 | 0 | 0 | 0 | 0 | 0 | 0 | 0 | 0 | 0 | 0 | 0 | 0 | 0 | 0 | 0 | 0 | 0 | 0 | 0 | 0 | 0 | 0 | 0 | 0 | 0 | 0 | 0 | 0 | 0 | 0 | 0 | 0 | 0
Phase 3
Design |  | 0 |  |  |  | 0 | 0 | 0 | 0 | 0 | 0 | 0 | 0 | 0 | 0 | 0 | 0 | 0 | 0 | 0 | 0 | 0 | 0 | 0 | 0 | 0 | 0 | 0 | 0 | 0 | 0 | 0 | 0 | 0 | 0 | 0 | 0 | 0 | 0 | 0 | 0 | 0 | 0 | 0 | 0 | 0 | 0 | 0 | 0 | 0 | 0 | 0 | 0 | 0 | 0 | 0 | 0 | 0 | 0 | 0 | 0 | 0 | 0 | 0 | 0 | 0 | 0 | 0 | 0 | 0 | 0 | 0 | 0 | 0 | 0 | 0 | 0 | 0 | 0 | 0 | 0 | 0 | 0 | 0 | 0 | 0 | 0 | 0 | 0 | 0 | 0 | 0 | 0 | 0 | 0 | 0 | 0 | 0 | 0 | 0 | 0 | 0 | 0 | 0 | 0 | 0
Construction, O&M and Monitoring |  | 0 | 0 |  | 0 | 0 | 0 | 0 | 0 | 0 | 0 | 0 | 0 | 0 | 0 | 0 | 0 | 0 | 0 | 0 | 0 | 0 | 0 | 0 | 0 | 0 | 0 | 0 | 0 | 0 | 0 | 0 | 0 | 0 | 0 | 0 | 0 | 0 | 0 | 0 | 0 | 0 | 0 | 0 | 0 | 0 | 0 | 0 | 0 | 0 | 0 | 0 | 0 | 0 | 0 | 0 | 0 | 0 | 0 | 0 | 0 | 0 | 0 | 0 | 0 | 0 | 0 | 0 | 0 | 0 | 0 | 0 | 0 | 0 | 0 | 0 | 0 | 0 | 0 | 0 | 0 | 0 | 0 | 0 | 0 | 0 | 0 | 0 | 0 | 0 | 0 | 0 | 0 | 0 | 0 | 0 | 0 | 0 | 0 | 0 | 0 | 0 | 0 | 0 | 0 | 0
Replacement |  |  |  | 0 |  | 0 | 0 | 0 | 0 | 0 | 0 | 0 | 0 | 0 | 0 | 0 | 0 | 0 | 0 | 0 | 0 | 0 | 0 | 0 | 0 | 0 | 0 | 0 | 0 | 0 | 0 | 0 | 0 | 0 | 0 | 0 | 0 | 0 | 0 | 0 | 0 | 0 | 0 | 0 | 0 | 0 | 0 | 0 | 0 | 0 | 0 | 0 | 0 | 0 | 0 | 0 | 0 | 0 | 0 | 0 | 0 | 0 | 0 | 0 | 0 | 0 | 0 | 0 | 0 | 0 | 0 | 0 | 0 | 0 | 0 | 0 | 0 | 0 | 0 | 0 | 0 | 0 | 0 | 0 | 0 | 0 | 0 | 0 | 0 | 0 | 0 | 0 | 0 | 0 | 0 | 0 | 0 | 0 | 0 | 0 | 0 | 0 | 0 | 0 | 0 | 0
Phase 4
Design |  | 0 |  |  |  | 0 | 0 | 0 | 0 | 0 | 0 | 0 | 0 | 0 | 0 | 0 | 0 | 0 | 0 | 0 | 0 | 0 | 0 | 0 | 0 | 0 | 0 | 0 | 0 | 0 | 0 | 0 | 0 | 0 | 0 | 0 | 0 | 0 | 0 | 0 | 0 | 0 | 0 | 0 | 0 | 0 | 0 | 0 | 0 | 0 | 0 | 0 | 0 | 0 | 0 | 0 | 0 | 0 | 0 | 0 | 0 | 0 | 0 | 0 | 0 | 0 | 0 | 0 | 0 | 0 | 0 | 0 | 0 | 0 | 0 | 0 | 0 | 0 | 0 | 0 | 0 | 0 | 0 | 0 | 0 | 0 | 0 | 0 | 0 | 0 | 0 | 0 | 0 | 0 | 0 | 0 | 0 | 0 | 0 | 0 | 0 | 0 | 0 | 0 | 0 | 0
Construction, O&M and Monitoring |  | 0 | 0 |  | 0 | 0 | 0 | 0 | 0 | 0 | 0 | 0 | 0 | 0 | 0 | 0 | 0 | 0 | 0 | 0 | 0 | 0 | 0 | 0 | 0 | 0 | 0 | 0 | 0 | 0 | 0 | 0 | 0 | 0 | 0 | 0 | 0 | 0 | 0 | 0 | 0 | 0 | 0 | 0 | 0 | 0 | 0 | 0 | 0 | 0 | 0 | 0 | 0 | 0 | 0 | 0 | 0 | 0 | 0 | 0 | 0 | 0 | 0 | 0 | 0 | 0 | 0 | 0 | 0 | 0 | 0 | 0 | 0 | 0 | 0 | 0 | 0 | 0 | 0 | 0 | 0 | 0 | 0 | 0 | 0 | 0 | 0 | 0 | 0 | 0 | 0 | 0 | 0 | 0 | 0 | 0 | 0 | 0 | 0 | 0 | 0 | 0 | 0 | 0 | 0 | 0
Replacement |  |  |  | 0 |  | 0 | 0 | 0 | 0 | 0 | 0 | 0 | 0 | 0 | 0 | 0 | 0 | 0 | 0 | 0 | 0 | 0 | 0 | 0 | 0 | 0 | 0 | 0 | 0 | 0 | 0 | 0 | 0 | 0 | 0 | 0 | 0 | 0 | 0 | 0 | 0 | 0 | 0 | 0 | 0 | 0 | 0 | 0 | 0 | 0 | 0 | 0 | 0 | 0 | 0 | 0 | 0 | 0 | 0 | 0 | 0 | 0 | 0 | 0 | 0 | 0 | 0 | 0 | 0 | 0 | 0 | 0 | 0 | 0 | 0 | 0 | 0 | 0 | 0 | 0 | 0 | 0 | 0 | 0 | 0 | 0 | 0 | 0 | 0 | 0 | 0 | 0 | 0 | 0 | 0 | 0 | 0 | 0 | 0 | 0 | 0 | 0 | 0 | 0 | 0 | 0
Effluent Disposal - Meetinghouse Pond (223 Beach Road) |  | 1189000 | 11300 | 0 | 10800
Phase 1
Design at 50% | 1 | 66050 |  |  |  | 65073.8916 | 65073.8916 | 0 | 0 | 0 | 0 | 0 | 0 | 0 | 0 | 0 | 0 | 0 | 0 | 0 | 0 | 0 | 0 | 0 | 0 | 0 | 66050 | 0 | 0 | 0 | 0 | 0 | 0 | 0 | 0 | 0 | 0 | 0 | 0 | 0 | 0 | 0 | 0 | 0 | 0 | 0 | 0 | 0 | 0 | 0 | 0 | 0 | 0 | 0 | 0 | 0 | 0 | 0 | 0 | 0 | 0 | 0 | 0 | 0 | 0 | 0 | 0 | 0 | 0 | 0 | 0 | 0 | 0 | 0 | 0 | 0 | 0 | 0 | 0 | 0 | 0 | 0 | 0 | 0 | 0 | 0 | 0 | 0 | 0 | 0 | 0 | 0 | 0 | 0 | 0 | 0 | 0 | 0 | 0 | 0 | 0 | 0 | 0 | 0 | 0 | 0
Construction, O&M and Monitoring |  | 0 | 0 |  | 0 | 0 | 0 | 0 | 0 | 0 | 0 | 0 | 0 | 0 | 0 | 0 | 0 | 0 | 0 | 0 | 0 | 0 | 0 | 0 | 0 | 0 | 0 | 0 | 0 | 0 | 0 | 0 | 0 | 0 | 0 | 0 | 0 | 0 | 0 | 0 | 0 | 0 | 0 | 0 | 0 | 0 | 0 | 0 | 0 | 0 | 0 | 0 | 0 | 0 | 0 | 0 | 0 | 0 | 0 | 0 | 0 | 0 | 0 | 0 | 0 | 0 | 0 | 0 | 0 | 0 | 0 | 0 | 0 | 0 | 0 | 0 | 0 | 0 | 0 | 0 | 0 | 0 | 0 | 0 | 0 | 0 | 0 | 0 | 0 | 0 | 0 | 0 | 0 | 0 | 0 | 0 | 0 | 0 | 0 | 0 | 0 | 0 | 0 | 0 | 0 | 0
Replacement |  |  |  | 0 |  | 0 | 0 | 0 | 0 | 0 | 0 | 0 | 0 | 0 | 0 | 0 | 0 | 0 | 0 | 0 | 0 | 0 | 0 | 0 | 0 | 0 | 0 | 0 | 0 | 0 | 0 | 0 | 0 | 0 | 0 | 0 | 0 | 0 | 0 | 0 | 0 | 0 | 0 | 0 | 0 | 0 | 0 | 0 | 0 | 0 | 0 | 0 | 0 | 0 | 0 | 0 | 0 | 0 | 0 | 0 | 0 | 0 | 0 | 0 | 0 | 0 | 0 | 0 | 0 | 0 | 0 | 0 | 0 | 0 | 0 | 0 | 0 | 0 | 0 | 0 | 0 | 0 | 0 | 0 | 0 | 0 | 0 | 0 | 0 | 0 | 0 | 0 | 0 | 0 | 0 | 0 | 0 | 0 | 0 | 0 | 0 | 0 | 0 | 0 | 0 | 0
Phase 2
Design | 7 | 66050 |  |  |  | 73193.2614 | 0 | 0 | 0 | 0 | 0 | 0 | 73193.2614 | 0 | 0 | 0 | 0 | 0 | 0 | 0 | 0 | 0 | 0 | 0 | 0 | 0 | 0 | 0 | 0 | 0 | 0 | 0 | 0 | 0 | 0 | 0 | 0 | 0 | 0 | 0 | 0 | 0 | 0 | 0 | 0 | 0 | 0 | 0 | 0 | 0 | 81233.1688 | 0 | 0 | 0 | 0 | 0 | 0 | 0 | 0 | 0 | 0 | 0 | 0 | 0 | 0 | 0 | 0 | 0 | 0 | 0 | 0 | 0 | 0 | 0 | 0 | 0 | 0 | 0 | 0 | 0 | 0 | 0 | 0 | 0 | 0 | 0 | 0 | 0 | 0 | 0 | 0 | 0 | 0 | 0 | 0 | 0 | 0 | 0 | 0 | 0 | 0 | 0 | 0 | 0 | 0 | 0
Construction, O&M and Monitoring | 10 | 1056900 | 11300 |  | 10800 | 1501570.7576 | 0 | 0 | 0 | 0 | 0 | 0 | 0 | 0 | 0 | 1223899.4016 | 25970.1992 | 26353.9952 | 26743.4631 | 27138.6867 | 27539.7511 | 27946.7425 | 28359.7485 | 28778.8581 | 29204.1614 | 29635.75 | 0 | 0 | 0 | 0 | 0 | 0 | 0 | 0 | 0 | 0 | 0 | 0 | 0 | 0 | 0 | 0 | 0 | 0 | 0 | 0 | 0 | 0 | 0 | 0 | 0 | 0 | 0 | 0 | 0 | 0 | 0 | 0 | 0 | 0 | 0 | 0 | 1420385.2213 | 0 | 0 | 0 | 0 | 15641.8427 | 0 | 14949.7258 | 0 | 16111.098 | 0 | 15398.2176 | 0 | 16594.431 | 0 | 15860.1641 | 0 | 17092.2639 | 0 | 16335.969 | 0 | 17605.0318 | 0 | 16826.0481 | 0 | 18133.1828 | 0 | 17330.8295 | 0 | 18677.1782 | 0 | 17850.7544 | 0 | 19237.4936 | 0 | 18386.2771 | 0 | 19814.6184 | 0 | 18937.8654 | 0 | 20409.057 | 0 | 19506.0013
Replacement |  |  |  | 0 |  | 0 | 0 | 0 | 0 | 0 | 0 | 0 | 0 | 0 | 0 | 0 | 0 | 0 | 0 | 0 | 0 | 0 | 0 | 0 | 0 | 0 | 0 | 0 | 0 | 0 | 0 | 0 | 0 | 0 | 0 | 0 | 0 | 0 | 0 | 0 | 0 | 0 | 0 | 0 | 0 | 0 | 0 | 0 | 0 | 0 | 0 | 0 | 0 | 0 | 0 | 0 | 0 | 0 | 0 | 0 | 0 | 0 | 0 | 0 | 0 | 0 | 0 | 0 | 0 | 0 | 0 | 0 | 0 | 0 | 0 | 0 | 0 | 0 | 0 | 0 | 0 | 0 | 0 | 0 | 0 | 0 | 0 | 0 | 0 | 0 | 0 | 0 | 0 | 0 | 0 | 0 | 0 | 0 | 0 | 0 | 0 | 0 | 0 | 0 | 0 | 0
Phase 3
Design |  | 0 |  |  |  | 0 | 0 | 0 | 0 | 0 | 0 | 0 | 0 | 0 | 0 | 0 | 0 | 0 | 0 | 0 | 0 | 0 | 0 | 0 | 0 | 0 | 0 | 0 | 0 | 0 | 0 | 0 | 0 | 0 | 0 | 0 | 0 | 0 | 0 | 0 | 0 | 0 | 0 | 0 | 0 | 0 | 0 | 0 | 0 | 0 | 0 | 0 | 0 | 0 | 0 | 0 | 0 | 0 | 0 | 0 | 0 | 0 | 0 | 0 | 0 | 0 | 0 | 0 | 0 | 0 | 0 | 0 | 0 | 0 | 0 | 0 | 0 | 0 | 0 | 0 | 0 | 0 | 0 | 0 | 0 | 0 | 0 | 0 | 0 | 0 | 0 | 0 | 0 | 0 | 0 | 0 | 0 | 0 | 0 | 0 | 0 | 0 | 0 | 0 | 0 | 0
Construction, O&M and Monitoring |  | 0 | 0 |  | 0 | 0 | 0 | 0 | 0 | 0 | 0 | 0 | 0 | 0 | 0 | 0 | 0 | 0 | 0 | 0 | 0 | 0 | 0 | 0 | 0 | 0 | 0 | 0 | 0 | 0 | 0 | 0 | 0 | 0 | 0 | 0 | 0 | 0 | 0 | 0 | 0 | 0 | 0 | 0 | 0 | 0 | 0 | 0 | 0 | 0 | 0 | 0 | 0 | 0 | 0 | 0 | 0 | 0 | 0 | 0 | 0 | 0 | 0 | 0 | 0 | 0 | 0 | 0 | 0 | 0 | 0 | 0 | 0 | 0 | 0 | 0 | 0 | 0 | 0 | 0 | 0 | 0 | 0 | 0 | 0 | 0 | 0 | 0 | 0 | 0 | 0 | 0 | 0 | 0 | 0 | 0 | 0 | 0 | 0 | 0 | 0 | 0 | 0 | 0 | 0 | 0
Replacement |  |  |  | 0 |  | 0 | 0 | 0 | 0 | 0 | 0 | 0 | 0 | 0 | 0 | 0 | 0 | 0 | 0 | 0 | 0 | 0 | 0 | 0 | 0 | 0 | 0 | 0 | 0 | 0 | 0 | 0 | 0 | 0 | 0 | 0 | 0 | 0 | 0 | 0 | 0 | 0 | 0 | 0 | 0 | 0 | 0 | 0 | 0 | 0 | 0 | 0 | 0 | 0 | 0 | 0 | 0 | 0 | 0 | 0 | 0 | 0 | 0 | 0 | 0 | 0 | 0 | 0 | 0 | 0 | 0 | 0 | 0 | 0 | 0 | 0 | 0 | 0 | 0 | 0 | 0 | 0 | 0 | 0 | 0 | 0 | 0 | 0 | 0 | 0 | 0 | 0 | 0 | 0 | 0 | 0 | 0 | 0 | 0 | 0 | 0 | 0 | 0 | 0 | 0 | 0
Phase 4
Design |  | 0 |  |  |  | 0 | 0 | 0 | 0 | 0 | 0 | 0 | 0 | 0 | 0 | 0 | 0 | 0 | 0 | 0 | 0 | 0 | 0 | 0 | 0 | 0 | 0 | 0 | 0 | 0 | 0 | 0 | 0 | 0 | 0 | 0 | 0 | 0 | 0 | 0 | 0 | 0 | 0 | 0 | 0 | 0 | 0 | 0 | 0 | 0 | 0 | 0 | 0 | 0 | 0 | 0 | 0 | 0 | 0 | 0 | 0 | 0 | 0 | 0 | 0 | 0 | 0 | 0 | 0 | 0 | 0 | 0 | 0 | 0 | 0 | 0 | 0 | 0 | 0 | 0 | 0 | 0 | 0 | 0 | 0 | 0 | 0 | 0 | 0 | 0 | 0 | 0 | 0 | 0 | 0 | 0 | 0 | 0 | 0 | 0 | 0 | 0 | 0 | 0 | 0 | 0
Construction, O&M and Monitoring |  | 0 | 0 |  | 0 | 0 | 0 | 0 | 0 | 0 | 0 | 0 | 0 | 0 | 0 | 0 | 0 | 0 | 0 | 0 | 0 | 0 | 0 | 0 | 0 | 0 | 0 | 0 | 0 | 0 | 0 | 0 | 0 | 0 | 0 | 0 | 0 | 0 | 0 | 0 | 0 | 0 | 0 | 0 | 0 | 0 | 0 | 0 | 0 | 0 | 0 | 0 | 0 | 0 | 0 | 0 | 0 | 0 | 0 | 0 | 0 | 0 | 0 | 0 | 0 | 0 | 0 | 0 | 0 | 0 | 0 | 0 | 0 | 0 | 0 | 0 | 0 | 0 | 0 | 0 | 0 | 0 | 0 | 0 | 0 | 0 | 0 | 0 | 0 | 0 | 0 | 0 | 0 | 0 | 0 | 0 | 0 | 0 | 0 | 0 | 0 | 0 | 0 | 0 | 0 | 0
Replacement |  |  |  | 0 |  | 0 | 0 | 0 | 0 | 0 | 0 | 0 | 0 | 0 | 0 | 0 | 0 | 0 | 0 | 0 | 0 | 0 | 0 | 0 | 0 | 0 | 0 | 0 | 0 | 0 | 0 | 0 | 0 | 0 | 0 | 0 | 0 | 0 | 0 | 0 | 0 | 0 | 0 | 0 | 0 | 0 | 0 | 0 | 0 | 0 | 0 | 0 | 0 | 0 | 0 | 0 | 0 | 0 | 0 | 0 | 0 | 0 | 0 | 0 | 0 | 0 | 0 | 0 | 0 | 0 | 0 | 0 | 0 | 0 | 0 | 0 | 0 | 0 | 0 | 0 | 0 | 0 | 0 | 0 | 0 | 0 | 0 | 0 | 0 | 0 | 0 | 0 | 0 | 0 | 0 | 0 | 0 | 0 | 0 | 0 | 0 | 0 | 0 | 0 | 0 | 0
| Subtotals | 74017300 | 1687700 | 463200 | 70300 | [21 empty] | 1050125 | 0 | 0 | 0 | 4475369.5185 | 0 | 0 | 0 | 31458353.6939 | 0 | 0 | 0 | 0 | 967881.3012 | 252085.8357 | 41221.7602 | 6255037.159 | 996917.7402 | 259648.4108 | 42458.413 | 3290999.1776 | 1104856.59 | 280363.4792 | 47284.4709 | 0 | 1138002.2877 | 288774.3836 | 48703.0051 | 24997807.4011 | 1172142.3563 | 297437.6151 | 50164.0952 | 0 | 1724127.2851 | 506512.95 | 77634.0044 | 0 | 1775851.1037 | 521708.3385 | 79963.0246 | 0 | 1829126.6368 | 537359.5886 | 82361.9153 | 0 | 1884000.4359 | 553480.3763 | 84832.7728 | 0 | 1940520.449 | 570084.7876 | 87377.756 | 7111591.8504 | 1998736.0624 | 587187.3312 | 89999.0886 | 9737296.3538 | 2526088.3693 | 721650.5074 | 92699.0613 | 0 | 2690129.8745 | 743300.0226 | 95480.0331 | 0 | 2770833.7707 | 765599.0233 | 98344.4341 | 0 | 2853958.7839 | 788566.994 | 101294.7671 | 0 | 2939577.5474 | 812224.0038 | 104333.6102 | 0 | 3027764.8738 | 836590.7239 | 107463.6185
Non-Traditional Technologies
Floating Constructed Wetlands
Floating Constructed Wetlands - Demonstration 1 - Data Refinement |  | 50000 | 0 | 0 | 0
Design | 1 | 50000 |  |  |  | 49261.0837 | 49261.0837 | 0 | 0 | 0 | 0 | 0 | 0 | 0 | 0 | 0 | 0 | 0 | 0 | 0 | 0 | 0 | 0 | 0 | 0 | 0 | 50000 | 0 | 0 | 0 | 0 | 0 | 0 | 0 | 0 | 0 | 0 | 0 | 0 | 0 | 0 | 0
Construction, O&M and Monitoring |  | 0 | 0 |  | 0 | 0 | 0 | 0 | 0 | 0 | 0 | 0 | 0 | 0 | 0 | 0 | 0 | 0 | 0 | 0 | 0 | 0 | 0 | 0 | 0 | 0 | 0 | 0 | 0 | 0 | 0 | 0 | 0 | 0 | 0 | 0 | 0 | 0 | 0 | 0 | 0 | 0
Replacement |  |  |  | 0 |  | 0 | 0 | 0 | 0 | 0 | 0 | 0 | 0 | 0 | 0 | 0 | 0 | 0 | 0 | 0 | 0 | 0 | 0 | 0 | 0 | 0 | 0 | 0 | 0 | 0 | 0 | 0 | 0 | 0 | 0 | 0 | 0 | 0 | 0 | 0 | 0 | 0
Floating Constructed Wetlands - Demonstration 2 - Lonnie's Pond |  | 2222600 | 13600 | 25500 | 127100
Design | 3 | 246900 |  |  |  | 258008.8704 | 0 | 0 | 258008.8704 | 0 | 0 | 0 | 0 | 0 | 0 | 0 | 0 | 0 | 0 | 0 | 0 | 0 | 0 | 0 | 0 | 0 | 0 | 0 | 0 | 0 | 0 | 0 | 0 | 0 | 269794.2963 | 0 | 0 | 0 | 0 | 0 | 0 | 0
Construction, O&M and Monitoring | 4 | 1975700 | 13600 |  | 127100 | 2095104.693 | 0 | 0 | 0 | 2095104.693 | 0 | 0 | 0 | 0 | 0 | 0 | 0 | 0 | 0 | 0 | 0 | 0 | 0 | 0 | 0 | 0 | 0 | 0 | 0 | 0 | 0 | 0 | 0 | 0 | 0 | 0 | 0 | 0 | 2223667.7559 | 0 | 0 | 0
Replacement |  |  |  | 25500 |  | 0 | 0 | 0 | 0 | 0 | 0 | 0 | 0 | 0 | 0 | 0 | 0 | 0 | 0 | 0 | 0 | 0 | 0 | 0 | 0 | 0 | 0 | 0 | 0 | 0 | 0 | 0 | 0 | 0 | 0 | 0 | 0 | 0 | 0 | 0 | 0 | 0
Floating Constructed Wetlands - Site 1 - Cost Efficacy to Be Validated |  | 15053200 | 68000 | 133100 | 367500
Design | 6 | 1672600 |  |  |  | 1826497.9419 | 0 | 0 | 0 | 0 | 0 | 1826497.9419 | 0 | 0 | 0 | 0 | 0 | 0 | 0 | 0 | 0 | 0 | 0 | 0 | 0 | 0 | [12 empty] | 0 | 0 | 0 | 0 | 0 | 0 | 0 | 0 | 1997171.8712 | 0 | 0 | 0 | 0 | 0 | 0 | 0 | 0 | 0 | 0 | 0 | 0 | 0 | 0 | 0 | 0 | 0 | 0 | 0 | 0 | 0 | 0 | 0 | 0 | 0 | 0 | 0 | 0 | 0 | 0 | 0 | 0 | 0 | 0 | 0 | 0 | 0 | 0 | 0 | 0 | 0 | 0 | 0 | 0 | 0 | 0 | 0 | 0 | 0 | 0 | 0 | 0 | 0 | 0 | 0 | 0 | 0 | 0 | 0
Construction, O&M and Monitoring | 7 | 13380600 | 68000 |  | 367500 | 21790473.8702 | 0 | 0 | 0 | 0 | 0 | 0 | 14827702.5487 | 489731.0262 | 496968.4305 | 504312.7916 | 511765.69 | 519328.7297 | 527003.5385 | 534791.7682 | 542695.0948 | 550715.2193 | 558853.8679 | 567112.7921 | 575493.7693 | 583998.6033 | [12 empty] | 0 | 0 | 0 | 0 | 0 | 0 | 0 | 0 | 0 | 0 | 0 | 0 | 16456450.2437 | 0 | 0 | 0 | 0 | 86140.3655 | 0 | 465538.0049 | 0 | 88724.5765 | 0 | 479504.1451 | 0 | 91386.3138 | 0 | 493889.2694 | 0 | 94127.9032 | 0 | 508705.9475 | 0 | 96951.7403 | 0 | 523967.1259 | 0 | 99860.2925 | 0 | 539686.1397 | 0 | 102856.1013 | 0 | 555876.7239 | 0 | 105941.7843 | 0 | 572553.0256 | 0 | 109120.0379 | 0 | 589729.6164 | 0 | 112393.639 | 0 | 607421.5049 | 0 | 115765.4482 | 0 | 625644.15 | 0 | 119238.4116 | 0 | 644413.4745 | 0 | 122815.564 | 0 | 663745.8787
Replacement | 7 |  |  | 133100 |  | 2128001.9814 | 0 | 0 | 0 | 0 | 0 | 0 | 0 | 149674.3963 | 151886.3332 | 154130.9588 | 156408.7562 | 158720.2157 | 161065.8346 | 163446.1179 | 165861.5778 | 168312.7341 | 170800.1144 | 173324.254 | 175885.6962 | 178484.9922 | [12 empty] | 0 | 0 | 0 | 0 | 0 | 0 | 0 | 0 | 0 | 0 | 0 | 0 | 0 | 0 | 0 | 0 | 0 | 0 | 168607.0978 | 0 | 0 | 0 | 173665.3108 | 0 | 0 | 0 | 178875.2701 | 0 | 0 | 0 | 184241.5282 | 0 | 0 | 0 | 189768.774 | 0 | 0 | 0 | 195461.8373 | 0 | 0 | 0 | 201325.6924 | 0 | 0 | 0 | 207365.4631 | 0 | 0 | 0 | 213586.427 | 0 | 0 | 0 | 219994.0199 | 0 | 0 | 0 | 226593.8405 | 0 | 0 | 0 | 233391.6557 | 0 | 0 | 0 | 240393.4053 | 0
Floating Constructed Wetlands - Site 2 |  | 0 | 0 | 0 | 0
Design |  | 0 |  |  |  | 0 | 0 | 0 | 0 | 0 | 0 | 0 | 0 | 0 | 0 | 0 | 0 | 0 | 0 | 0 | 0 | 0 | 0 | 0 | 0 | 0 | [12 empty] | 0 | 0 | 0 | 0 | 0 | 0 | 0 | 0 | 0 | 0 | 0 | 0 | 0 | 0 | 0 | 0 | 0 | 0 | 0 | 0 | 0 | 0 | 0 | 0 | 0 | 0 | 0 | 0 | 0 | 0 | 0 | 0 | 0 | 0 | 0 | 0 | 0 | 0 | 0 | 0 | 0 | 0 | 0 | 0 | 0 | 0 | 0 | 0 | 0 | 0 | 0 | 0 | 0 | 0 | 0 | 0 | 0 | 0 | 0 | 0 | 0 | 0 | 0 | 0 | 0 | 0 | 0 | 0
Construction, O&M and Monitoring |  | 0 | 0 |  | 0 | 0 | 0 | 0 | 0 | 0 | 0 | 0 | 0 | 0 | 0 | 0 | 0 | 0 | 0 | 0 | 0 | 0 | 0 | 0 | 0 | 0 | [12 empty] | 0 | 0 | 0 | 0 | 0 | 0 | 0 | 0 | 0 | 0 | 0 | 0 | 0 | 0 | 0 | 0 | 0 | 0 | 0 | 0 | 0 | 0 | 0 | 0 | 0 | 0 | 0 | 0 | 0 | 0 | 0 | 0 | 0 | 0 | 0 | 0 | 0 | 0 | 0 | 0 | 0 | 0 | 0 | 0 | 0 | 0 | 0 | 0 | 0 | 0 | 0 | 0 | 0 | 0 | 0 | 0 | 0 | 0 | 0 | 0 | 0 | 0 | 0 | 0 | 0 | 0 | 0 | 0
Replacement |  |  |  | 0 |  | 0 | 0 | 0 | 0 | 0 | 0 | 0 | 0 | 0 | 0 | 0 | 0 | 0 | 0 | 0 | 0 | 0 | 0 | 0 | 0 | 0 | [12 empty] | 0 | 0 | 0 | 0 | 0 | 0 | 0 | 0 | 0 | 0 | 0 | 0 | 0 | 0 | 0 | 0 | 0 | 0 | 0 | 0 | 0 | 0 | 0 | 0 | 0 | 0 | 0 | 0 | 0 | 0 | 0 | 0 | 0 | 0 | 0 | 0 | 0 | 0 | 0 | 0 | 0 | 0 | 0 | 0 | 0 | 0 | 0 | 0 | 0 | 0 | 0 | 0 | 0 | 0 | 0 | 0 | 0 | 0 | 0 | 0 | 0 | 0 | 0 | 0 | 0 | 0 | 0 | 0
Floating Constructed Wetlands - Site 3 |  | 0 | 0 | 0 | 0
Design |  | 0 |  |  |  | 0 | 0 | 0 | 0 | 0 | 0 | 0 | 0 | 0 | 0 | 0 | 0 | 0 | 0 | 0 | 0 | 0 | 0 | 0 | 0 | 0 | [12 empty] | 0 | 0 | 0 | 0 | 0 | 0 | 0 | 0 | 0 | 0 | 0 | 0 | 0 | 0 | 0 | 0 | 0 | 0 | 0 | 0 | 0 | 0 | 0 | 0 | 0 | 0 | 0 | 0 | 0 | 0 | 0 | 0 | 0 | 0 | 0 | 0 | 0 | 0 | 0 | 0 | 0 | 0 | 0 | 0 | 0 | 0 | 0 | 0 | 0 | 0 | 0 | 0 | 0 | 0 | 0 | 0 | 0 | 0 | 0 | 0 | 0 | 0 | 0 | 0 | 0 | 0 | 0 | 0
Construction, O&M and Monitoring |  | 0 | 0 |  | 0 | 0 | 0 | 0 | 0 | 0 | 0 | 0 | 0 | 0 | 0 | 0 | 0 | 0 | 0 | 0 | 0 | 0 | 0 | 0 | 0 | 0 | [12 empty] | 0 | 0 | 0 | 0 | 0 | 0 | 0 | 0 | 0 | 0 | 0 | 0 | 0 | 0 | 0 | 0 | 0 | 0 | 0 | 0 | 0 | 0 | 0 | 0 | 0 | 0 | 0 | 0 | 0 | 0 | 0 | 0 | 0 | 0 | 0 | 0 | 0 | 0 | 0 | 0 | 0 | 0 | 0 | 0 | 0 | 0 | 0 | 0 | 0 | 0 | 0 | 0 | 0 | 0 | 0 | 0 | 0 | 0 | 0 | 0 | 0 | 0 | 0 | 0 | 0 | 0 | 0 | 0
Replacement |  |  |  | 0 |  | 0 | 0 | 0 | 0 | 0 | 0 | 0 | 0 | 0 | 0 | 0 | 0 | 0 | 0 | 0 | 0 | 0 | 0 | 0 | 0 | 0 | [12 empty] | 0 | 0 | 0 | 0 | 0 | 0 | 0 | 0 | 0 | 0 | 0 | 0 | 0 | 0 | 0 | 0 | 0 | 0 | 0 | 0 | 0 | 0 | 0 | 0 | 0 | 0 | 0 | 0 | 0 | 0 | 0 | 0 | 0 | 0 | 0 | 0 | 0 | 0 | 0 | 0 | 0 | 0 | 0 | 0 | 0 | 0 | 0 | 0 | 0 | 0 | 0 | 0 | 0 | 0 | 0 | 0 | 0 | 0 | 0 | 0 | 0 | 0 | 0 | 0 | 0 | 0 | 0 | 0
Floating Constructed Wetlands - Site 4 |  | 0 | 0 | 0 | 0
Design |  | 0 |  |  |  | 0 | 0 | 0 | 0 | 0 | 0 | 0 | 0 | 0 | 0 | 0 | 0 | 0 | 0 | 0 | 0 | 0 | 0 | 0 | 0 | 0 | [12 empty] | 0 | 0 | 0 | 0 | 0 | 0 | 0 | 0 | 0 | 0 | 0 | 0 | 0 | 0 | 0 | 0 | 0 | 0 | 0 | 0 | 0 | 0 | 0 | 0 | 0 | 0 | 0 | 0 | 0 | 0 | 0 | 0 | 0 | 0 | 0 | 0 | 0 | 0 | 0 | 0 | 0 | 0 | 0 | 0 | 0 | 0 | 0 | 0 | 0 | 0 | 0 | 0 | 0 | 0 | 0 | 0 | 0 | 0 | 0 | 0 | 0 | 0 | 0 | 0 | 0 | 0 | 0 | 0
Construction, O&M and Monitoring |  | 0 | 0 |  | 0 | 0 | 0 | 0 | 0 | 0 | 0 | 0 | 0 | 0 | 0 | 0 | 0 | 0 | 0 | 0 | 0 | 0 | 0 | 0 | 0 | 0 | [12 empty] | 0 | 0 | 0 | 0 | 0 | 0 | 0 | 0 | 0 | 0 | 0 | 0 | 0 | 0 | 0 | 0 | 0 | 0 | 0 | 0 | 0 | 0 | 0 | 0 | 0 | 0 | 0 | 0 | 0 | 0 | 0 | 0 | 0 | 0 | 0 | 0 | 0 | 0 | 0 | 0 | 0 | 0 | 0 | 0 | 0 | 0 | 0 | 0 | 0 | 0 | 0 | 0 | 0 | 0 | 0 | 0 | 0 | 0 | 0 | 0 | 0 | 0 | 0 | 0 | 0 | 0 | 0 | 0
Replacement |  |  |  | 0 |  | 0 | 0 | 0 | 0 | 0 | 0 | 0 | 0 | 0 | 0 | 0 | 0 | 0 | 0 | 0 | 0 | 0 | 0 | 0 | 0 | 0 | [12 empty] | 0 | 0 | 0 | 0 | 0 | 0 | 0 | 0 | 0 | 0 | 0 | 0 | 0 | 0 | 0 | 0 | 0 | 0 | 0 | 0 | 0 | 0 | 0 | 0 | 0 | 0 | 0 | 0 | 0 | 0 | 0 | 0 | 0 | 0 | 0 | 0 | 0 | 0 | 0 | 0 | 0 | 0 | 0 | 0 | 0 | 0 | 0 | 0 | 0 | 0 | 0 | 0 | 0 | 0 | 0 | 0 | 0 | 0 | 0 | 0 | 0 | 0 | 0 | 0 | 0 | 0 | 0 | 0
Floating Constructed Wetlands - Site 5 |  | 0 | 0 | 0 | 0
Design |  | 0 |  |  |  | 0 | 0 | 0 | 0 | 0 | 0 | 0 | 0 | 0 | 0 | 0 | 0 | 0 | 0 | 0 | 0 | 0 | 0 | 0 | 0 | 0 | [12 empty] | 0 | 0 | 0 | 0 | 0 | 0 | 0 | 0 | 0 | 0 | 0 | 0 | 0 | 0 | 0 | 0 | 0 | 0 | 0 | 0 | 0 | 0 | 0 | 0 | 0 | 0 | 0 | 0 | 0 | 0 | 0 | 0 | 0 | 0 | 0 | 0 | 0 | 0 | 0 | 0 | 0 | 0 | 0 | 0 | 0 | 0 | 0 | 0 | 0 | 0 | 0 | 0 | 0 | 0 | 0 | 0 | 0 | 0 | 0 | 0 | 0 | 0 | 0 | 0 | 0 | 0 | 0 | 0
Construction, O&M and Monitoring |  | 0 | 0 |  | 0 | 0 | 0 | 0 | 0 | 0 | 0 | 0 | 0 | 0 | 0 | 0 | 0 | 0 | 0 | 0 | 0 | 0 | 0 | 0 | 0 | 0 | [12 empty] | 0 | 0 | 0 | 0 | 0 | 0 | 0 | 0 | 0 | 0 | 0 | 0 | 0 | 0 | 0 | 0 | 0 | 0 | 0 | 0 | 0 | 0 | 0 | 0 | 0 | 0 | 0 | 0 | 0 | 0 | 0 | 0 | 0 | 0 | 0 | 0 | 0 | 0 | 0 | 0 | 0 | 0 | 0 | 0 | 0 | 0 | 0 | 0 | 0 | 0 | 0 | 0 | 0 | 0 | 0 | 0 | 0 | 0 | 0 | 0 | 0 | 0 | 0 | 0 | 0 | 0 | 0 | 0
Replacement |  |  |  | 0 |  | 0 | 0 | 0 | 0 | 0 | 0 | 0 | 0 | 0 | 0 | 0 | 0 | 0 | 0 | 0 | 0 | 0 | 0 | 0 | 0 | 0 | [12 empty] | 0 | 0 | 0 | 0 | 0 | 0 | 0 | 0 | 0 | 0 | 0 | 0 | 0 | 0 | 0 | 0 | 0 | 0 | 0 | 0 | 0 | 0 | 0 | 0 | 0 | 0 | 0 | 0 | 0 | 0 | 0 | 0 | 0 | 0 | 0 | 0 | 0 | 0 | 0 | 0 | 0 | 0 | 0 | 0 | 0 | 0 | 0 | 0 | 0 | 0 | 0 | 0 | 0 | 0 | 0 | 0 | 0 | 0 | 0 | 0 | 0 | 0 | 0 | 0 | 0 | 0 | 0 | 0
Aquaculture/Shellfish Propagation
Aquaculture/Shellfish Propagation - Demonstration 1 - Terminal Pond Oyster Bed |  | 126900 | 143800 | 0 | 0
Design | 1 | 24700 |  |  |  | 24334.9754 | 24334.9754 | 0 | 0 | 0 | 0 | 0 | 0 | 0 | 0 | 0 | 0 | 0 | 0 | 0 | 0 | 0 | 0 | 0 | 0 | 0 | 24700 | 0 | 0 | 0 | 0 | 0 | 0 | 0 | 0 | 0 | 0 | 0 | 0 | 0 | 0 | 0
Construction, O&M and Monitoring | 1 | 102200 | 143800 |  | 0 | 551532.1486 | 100689.6552 | 148081.6521 | 150270.0509 | 152490.7905 | 0 | 0 | 0 | 0 | 0 | 0 | 0 | 0 | 0 | 0 | 0 | 0 | 0 | 0 | 0 | 0 | 102200 | 0 | 0 | 0 | 0 | 152557.42 | 0 | 0 | 0 | 157134.1426 | 0 | 0 | 0 | 161848.1669 | 0 | 0
Replacement | 1 |  |  | 0 |  | 0 | 0 | 0 | 0 | 0 | 0 | 0 | 0 | 0 | 0 | 0 | 0 | 0 | 0 | 0 | 0 | 0 | 0 | 0 | 0 | 0 | 0 | 0 | 0 | 0 | 0 | 0 | 0 | 0 | 0 | 0 | 0 | 0 | 0 | 0 | 0 | 0
Aquaculture/Shellfish Propagation - Demonstration 2 - Quanset Pond Oyster Bed |  | 49900 | 216400 | 0 | 54700
Design | 1 | 15000 |  |  |  | 14778.3251 | 14778.3251 | 0 | 0 | 0 | 0 | 0 | 0 | 0 | 0 | 0 | 0 | 0 | 0 | 0 | 0 | 0 | 0 | 0 | 0 | 0 | 15000 | 0 | 0 | 0 | 0 | 0 | 0 | 0 | 0 | 0 | 0 | 0 | 0 | 0 | 0 | 0
Construction, O&M and Monitoring | 1 | 34900 | 216400 |  | 54700 | 884338.3392 | 34384.2365 | 279172.0158 | 283297.7106 | 287484.3763 | 0 | 0 | 0 | 0 | 0 | 0 | 0 | 0 | 0 | 0 | 0 | 0 | 0 | 0 | 0 | 0 | 34900 | 0 | 0 | 0 | 0 | 229578.76 | 0 | 58031.23 | 0 | 236466.1228 | 0 | 59772.1669 | 0 | 243560.1065 | 0 | 61565.3319
Replacement | 1 |  |  | 0 |  | 0 | 0 | 0 | 0 | 0 | 0 | 0 | 0 | 0 | 0 | 0 | 0 | 0 | 0 | 0 | 0 | 0 | 0 | 0 | 0 | 0 | 0 | 0 | 0 | 0 | 0 | 0 | 0 | 0 | 0 | 0 | 0 | 0 | 0 | 0 | 0 | 0
Aquaculture/Shellfish Propagation - Demonstration 3 - Shellfish Extension Program |  | 76900 | 0 | 533000 | 58900
Design | 1 | 21600 |  |  |  | 21280.7882 | 21280.7882 | 0 | 0 | 0 | 0 | 0 | 0 | 0 | 0 | 0 | 0 | 0 | 0 | 0 | 0 | 0 | 0 | 0 | 0 | 0 | 21600 | 0 | 0 | 0 | [8 empty] | 0 | 0 | 0 | 0 | 0 | 0 | 0 | 0 | 0 | 0 | 0 | 0 | 0 | 0 | 0 | 0 | 0 | 0 | 0 | 0 | 0 | 0 | 0 | 0 | 0 | 0 | 0 | 0 | 0 | 0 | 0 | 0 | 0 | 0 | 0 | 0 | 0 | 0 | 0 | 0 | 0 | 0 | 0 | 0 | 0 | 0 | 0 | 0 | 0 | 0 | 0 | 0 | 0 | 0 | 0 | 0 | 0 | 0 | 0 | 0 | 0 | 0 | 0 | 0 | 0 | 0 | 0 | 0
Construction, O&M and Monitoring | 1 | 55300 | 0 |  | 58900 | 1251607.5378 | 54482.7586 | 0 | 0 | 62459.7188 | 63382.7688 | 64319.46 | 65269.9939 | 66234.5751 | 67213.4112 | 68206.7128 | 69214.6938 | 70237.571 | 71275.5647 | 72328.8982 | 73397.7981 | 74482.4946 | 75583.2212 | 76700.2146 | 77833.7153 | 78983.9672 | 55300 | 0 | 0 | 0 | [8 empty] | 0 | 0 | 0 | 66292.4689 | 0 | 0 | 0 | 68281.243 | 0 | 0 | 0 | 70329.6803 | 0 | 0 | 0 | 72439.5707 | 0 | 0 | 0 | 74612.7578 | 0 | 0 | 0 | 76851.1405 | 0 | 0 | 0 | 79156.6747 | 0 | 0 | 0 | 81531.375 | 0 | 0 | 0 | 83977.3162 | 0 | 0 | 0 | 86496.6357 | 0 | 0 | 0 | 89091.5348 | 0 | 0 | 0 | 91764.2808 | 0 | 0 | 0 | 94517.2093 | 0 | 0 | 0 | 97352.7255 | 0 | 0 | 0 | 100273.3073 | 0 | 0 | 0 | 103281.5065 | 0 | 0 | 0 | 106379.9517
Replacement | 2 |  |  | 533000 |  | 10833064.6405 | 0 | 0 | 0 | 565212.7354 | 573565.633 | 582041.9724 | 590643.5779 | 599372.3007 | 608230.0195 | 617218.6404 | 626340.0982 | 635596.3558 | 644989.4054 | 654521.2685 | 664193.9966 | 674009.6714 | 683970.4055 | 694078.3425 | 704335.6579 | 714744.5593 | 0 | 0 | 0 | 0 | [8 empty] | 0 | 0 | 599896.1957 | 0 | 0 | 0 | 617893.0816 | 0 | 0 | 0 | 636429.874 | 0 | 0 | 0 | 655522.7703 | 0 | 0 | 0 | 675188.4534 | 0 | 0 | 0 | 695444.107 | 0 | 0 | 0 | 716307.4302 | 0 | 0 | 0 | 737796.6531 | 0 | 0 | 0 | 759930.5527 | 0 | 0 | 0 | 782728.4693 | 0 | 0 | 0 | 806210.3233 | 0 | 0 | 0 | 830396.633 | 0 | 0 | 0 | 855308.532 | 0 | 0 | 0 | 880967.788 | 0 | 0 | 0 | 907396.8216 | 0 | 0 | 0 | 934618.7263 | 0 | 0 | 0 | 962657.2881 | 0
Aquaculture/Shellfish Propagation - Demonstration 4 - Quahog Inventory |  | 50800 | 0 | 0 | 0
Design | 1 | 5700 |  |  |  | 5615.7635 | 5615.7635 | 0 | 0 | 0 | 0 | 0 | 0 | 0 | 0 | 0 | 0 | 0 | 0 | 0 | 0 | 0 | 0 | 0 | 0 | 0 | 5700 | 0 | 0 | 0 | [8 empty] | 0 | 0 | 0 | 0 | 0 | 0 | 0 | 0 | 0 | 0 | 0 | 0 | 0 | 0 | 0 | 0 | 0 | 0 | 0 | 0 | 0 | 0 | 0 | 0 | 0 | 0 | 0 | 0 | 0 | 0 | 0 | 0 | 0 | 0 | 0 | 0 | 0 | 0 | 0 | 0 | 0 | 0 | 0 | 0 | 0 | 0 | 0 | 0 | 0 | 0 | 0 | 0 | 0 | 0 | 0 | 0 | 0 | 0 | 0 | 0 | 0 | 0 | 0 | 0 | 0 | 0 | 0 | 0
Construction, O&M and Monitoring | 1 | 45100 | 0 |  | 0 | 44433.4975 | 44433.4975 | 0 | 0 | 0 | 0 | 0 | 0 | 0 | 0 | 0 | 0 | 0 | 0 | 0 | 0 | 0 | 0 | 0 | 0 | 0 | 45100 | 0 | 0 | 0 | [8 empty] | 0 | 0 | 0 | 0 | 0 | 0 | 0 | 0 | 0 | 0 | 0 | 0 | 0 | 0 | 0 | 0 | 0 | 0 | 0 | 0 | 0 | 0 | 0 | 0 | 0 | 0 | 0 | 0 | 0 | 0 | 0 | 0 | 0 | 0 | 0 | 0 | 0 | 0 | 0 | 0 | 0 | 0 | 0 | 0 | 0 | 0 | 0 | 0 | 0 | 0 | 0 | 0 | 0 | 0 | 0 | 0 | 0 | 0 | 0 | 0 | 0 | 0 | 0 | 0 | 0 | 0 | 0 | 0
Replacement |  |  |  | 0 |  | 0 | 0 | 0 | 0 | 0 | 0 | 0 | 0 | 0 | 0 | 0 | 0 | 0 | 0 | 0 | 0 | 0 | 0 | 0 | 0 | 0 | 0 | 0 | 0 | 0 | [8 empty] | 0 | 0 | 0 | 0 | 0 | 0 | 0 | 0 | 0 | 0 | 0 | 0 | 0 | 0 | 0 | 0 | 0 | 0 | 0 | 0 | 0 | 0 | 0 | 0 | 0 | 0 | 0 | 0 | 0 | 0 | 0 | 0 | 0 | 0 | 0 | 0 | 0 | 0 | 0 | 0 | 0 | 0 | 0 | 0 | 0 | 0 | 0 | 0 | 0 | 0 | 0 | 0 | 0 | 0 | 0 | 0 | 0 | 0 | 0 | 0 | 0 | 0 | 0 | 0 | 0 | 0 | 0 | 0
Aquaculture/Shellfish Propagation - Site 1 - Shellfish Extension Program |  | 432300 | 283300 | 426400 | 58900
Design | 4 | 48000 |  |  |  | 50900.9593 | 0 | 0 | 0 | 50900.9593 | 0 | 0 | 0 | 0 | 0 | 0 | 0 | 0 | 0 | 0 | 0 | 0 | 0 | 0 | 0 | 0 | 0 | 0 | 0 | 0 | [8 empty] | 54024.4229 | 0 | 0 | 0 | 0 | 0 | 0 | 0 | 0 | 0 | 0 | 0 | 0 | 0 | 0 | 0 | 0 | 0 | 0 | 0 | 0 | 0 | 0 | 0 | 0 | 0 | 0 | 0 | 0 | 0 | 0 | 0 | 0 | 0 | 0 | 0 | 0 | 0 | 0 | 0 | 0 | 0 | 0 | 0 | 0 | 0 | 0 | 0 | 0 | 0 | 0 | 0 | 0 | 0 | 0 | 0 | 0 | 0 | 0 | 0 | 0 | 0 | 0 | 0 | 0 | 0 | 0 | 0
Construction, O&M and Monitoring | 5 | 384300 | 283300 |  | 58900 | 6637534.775 | 0 | 0 | 0 | 0 | 413548.3541 | 373686.2344 | 379208.6911 | 384812.7604 | 390499.6485 | 396270.5793 | 402126.7947 | 408069.5553 | 414100.1398 | 420219.8463 | 426429.9918 | 432731.9129 | 439126.9658 | 445616.5269 | 452201.9928 | 458884.7808 | 0 | 0 | 0 | 0 | [8 empty] | 0 | 0 | 0 | 0 | 445509.0268 | 0 | 0 | 0 | 0 | 338275.0156 | 0 | 70329.6803 | 0 | 348423.2661 | 0 | 72439.5707 | 0 | 358875.9641 | 0 | 74612.7578 | 0 | 369642.243 | 0 | 76851.1405 | 0 | 380731.5103 | 0 | 79156.6747 | 0 | 392153.4556 | 0 | 81531.375 | 0 | 403918.0592 | 0 | 83977.3162 | 0 | 416035.601 | 0 | 86496.6357 | 0 | 428516.6691 | 0 | 89091.5348 | 0 | 441372.1691 | 0 | 91764.2808 | 0 | 454613.3342 | 0 | 94517.2093 | 0 | 468251.7342 | 0 | 97352.7255 | 0 | 482299.2862 | 0 | 100273.3073 | 0 | 496768.2648 | 0 | 103281.5065 | 0 | 511671.3128 | 0 | 106379.9517
Replacement | 6 |  |  | 426400 |  | 7289795.4397 | 0 | 0 | 0 | 0 | 0 | 0 | 472514.8623 | 479497.8406 | 486584.0156 | 493774.9123 | 501072.0785 | 508477.0846 | 515991.5243 | 523617.0148 | 531355.1973 | 539207.7372 | 547176.3244 | 555262.674 | 563468.5263 | 571795.6474 | 0 | 0 | 0 | 0 | [8 empty] | 0 | 0 | 0 | 0 | 0 | 0 | 0 | 0 | 0 | 0 | 0 | 0 | 0 | 0 | 524418.2162 | 0 | 0 | 0 | 540150.7627 | 0 | 0 | 0 | 556355.2856 | 0 | 0 | 0 | 573045.9442 | 0 | 0 | 0 | 590237.3225 | 0 | 0 | 0 | 607944.4422 | 0 | 0 | 0 | 626182.7754 | 0 | 0 | 0 | 644968.2587 | 0 | 0 | 0 | 664317.3064 | 0 | 0 | 0 | 684246.8256 | 0 | 0 | 0 | 704774.2304 | 0 | 0 | 0 | 725917.4573 | 0 | 0 | 0 | 747694.981 | 0 | 0 | 0 | 770125.8305 | 0
Aquaculture/Shellfish Propagation - Demonstration 2 - Quanset Pond Oyster Bed (2nd Year) |  | 756700 | 0 | 0 | 59500
Design | 2 | 84100 |  |  |  | 0 | 0 | 0 | 0 | 0 | 0 | 0 | 0 | 0 | 0 | 0 | 0 | 0 | 0 | 0 | 0 | 0 | 0 | 0 | 0 | 0 | 0 | 0 | 0 | 0 | [8 empty] | 0 | 0 | 0 | 0 | 0 | 0 | 0 | 0 | 0 | 0 | 0 | 0 | 0 | 0 | 0 | 0 | 0 | 0 | 0 | 0 | 0 | 0 | 0 | 0 | 0 | 0 | 0 | 0 | 0 | 0 | 0 | 0 | 0 | 0 | 0 | 0 | 0 | 0 | 0 | 0 | 0 | 0 | 0 | 0 | 0 | 0 | 0 | 0 | 0 | 0 | 0 | 0 | 0 | 0 | 0 | 0 | 0 | 0 | 0 | 0 | 0 | 0 | 0 | 0 | 0 | 0 | 0 | 0
Construction, O&M and Monitoring | 3 | 672600 | 0 |  | 59500 | 1209319.5987 | 0 | 0 | 0 | 63095.9808 | 64028.4337 | 64974.6667 | 65934.8835 | 66909.2906 | 67898.0979 | 68901.518 | 69919.7671 | 70953.0641 | 72001.6316 | 73065.6951 | 74145.4837 | 75241.2297 | 76353.1691 | 77481.5411 | 78626.5885 | 79788.5577 | 0 | 0 | 0 | 0 | [8 empty] | 0 | 0 | 0 | 66967.7742 | 0 | 0 | 0 | 68976.8074 | 0 | 0 | 0 | 71046.1116 | 0 | 0 | 0 | 73177.495 | 0 | 0 | 0 | 75372.8198 | 0 | 0 | 0 | 77634.0044 | 0 | 0 | 0 | 79963.0246 | 0 | 0 | 0 | 82361.9153 | 0 | 0 | 0 | 84832.7728 | 0 | 0 | 0 | 87377.756 | 0 | 0 | 0 | 89999.0886 | 0 | 0 | 0 | 92699.0613 | 0 | 0 | 0 | 95480.0331 | 0 | 0 | 0 | 98344.4341 | 0 | 0 | 0 | 101294.7671 | 0 | 0 | 0 | 104333.6102 | 0 | 0 | 0 | 107463.6185
Replacement |  |  |  | 0 |  | 0 | 0 | 0 | 0 | 0 | 0 | 0 | 0 | 0 | 0 | 0 | 0 | 0 | 0 | 0 | 0 | 0 | 0 | 0 | 0 | 0 | 0 | 0 | 0 | 0 | [8 empty] | 0 | 0 | 0 | 0 | 0 | 0 | 0 | 0 | 0 | 0 | 0 | 0 | 0 | 0 | 0 | 0 | 0 | 0 | 0 | 0 | 0 | 0 | 0 | 0 | 0 | 0 | 0 | 0 | 0 | 0 | 0 | 0 | 0 | 0 | 0 | 0 | 0 | 0 | 0 | 0 | 0 | 0 | 0 | 0 | 0 | 0 | 0 | 0 | 0 | 0 | 0 | 0 | 0 | 0 | 0 | 0 | 0 | 0 | 0 | 0 | 0 | 0 | 0 | 0 | 0 | 0 | 0 | 0
Aquaculture/Shellfish Propagation - Full Scale Location TBD |  | 1080800 | 56700 | 159800 | 59500
Design | 4 | 120100 |  |  |  | 127358.4419 | 0 | 0 | 0 | 127358.4419 | 0 | 0 | 0 | 0 | 0 | 0 | 0 | 0 | 0 | 0 | 0 | 0 | 0 | 0 | 0 | 0 | 0 | 0 | 0 | 0 | [8 empty] | 135173.6081 | 0 | 0 | 0 | 0 | 0 | 0 | 0 | 0 | 0 | 0 | 0 | 0 | 0 | 0 | 0 | 0 | 0 | 0 | 0 | 0 | 0 | 0 | 0 | 0 | 0 | 0 | 0 | 0 | 0 | 0 | 0 | 0 | 0 | 0 | 0 | 0 | 0 | 0 | 0 | 0 | 0 | 0 | 0 | 0 | 0 | 0 | 0 | 0 | 0 | 0 | 0 | 0 | 0 | 0 | 0 | 0 | 0 | 0 | 0 | 0 | 0 | 0 | 0 | 0 | 0 | 0 | 0
Construction, O&M and Monitoring | 5 | 960700 | 56700 |  | 59500 | 3147280.6162 | 0 | 0 | 0 | 0 | 1033817.08 | 126891.702 | 128766.9489 | 130669.9087 | 132600.9911 | 134560.6117 | 136549.1921 | 138567.1605 | 140614.951 | 142693.0045 | 144801.7681 | 146941.6957 | 149113.2479 | 151316.8919 | 153553.1022 | 155822.3598 | 0 | 0 | 0 | 0 | [8 empty] | 0 | 0 | 0 | 0 | 1113714.6032 | 0 | 0 | 0 | 0 | 67702.7652 | 0 | 71046.1116 | 0 | 69733.8482 | 0 | 73177.495 | 0 | 71825.8636 | 0 | 75372.8198 | 0 | 73980.6395 | 0 | 77634.0044 | 0 | 76200.0587 | 0 | 79963.0246 | 0 | 78486.0605 | 0 | 82361.9153 | 0 | 80840.6423 | 0 | 84832.7728 | 0 | 83265.8616 | 0 | 87377.756 | 0 | 85763.8374 | 0 | 89999.0886 | 0 | 88336.7525 | 0 | 92699.0613 | 0 | 90986.8551 | 0 | 95480.0331 | 0 | 93716.4607 | 0 | 98344.4341 | 0 | 96527.9546 | 0 | 101294.7671 | 0 | 99423.7932 | 0 | 104333.6102 | 0 | 102406.507 | 0 | 107463.6185
Replacement |  |  |  | 159800 |  | 0 | 0 | 0 | 0 | 0 | 0 | 0 | 0 | 0 | 0 | 0 | 0 | 0 | 0 | 0 | 0 | 0 | 0 | 0 | 0 | 0 | 0 | 0 | 0 | 0 | [8 empty] | 0 | 0 | 0 | 0 | 0 | 0 | 0 | 0 | 0 | 0 | 0 | 0 | 0 | 0 | 0 | 0 | 0 | 0 | 0 | 0 | 0 | 0 | 0 | 0 | 0 | 0 | 0 | 0 | 0 | 0 | 0 | 0 | 0 | 0 | 0 | 0 | 0 | 0 | 0 | 0 | 0 | 0 | 0 | 0 | 0 | 0 | 0 | 0 | 0 | 0 | 0 | 0 | 0 | 0 | 0 | 0 | 0 | 0 | 0 | 0 | 0 | 0 | 0 | 0 | 0 | 0 | 0 | 0
Permeable Reactive Barriers
Permeable Reactive Barriers - Demonstration 1 - Landfill Focused Injection Test |  | 235900 | 0 | 21300 | 107700
Design | 1 | 26200 |  |  |  | 25812.8079 | 25812.8079 | 0 | 0 | 0 | 0 | 0 | 0 | 0 | 0 | 0 | 0 | 0 | 0 | 0 | 0 | 0 | 0 | 0 | 0 | 0 | 26200 | 0 | 0 | 0 | 0 | 0 | 0 | 0 | 0 | 0 | 0 | 0 | 0 | 0 | 0 | 0
Construction, O&M and Monitoring | 1 | 209700 | 0 |  | 107700 | 544262.5746 | 206600.9852 | 110906.7728 | 112545.7891 | 114209.0274 | 0 | 0 | 0 | 0 | 0 | 0 | 0 | 0 | 0 | 0 | 0 | 0 | 0 | 0 | 0 | 0 | 209700 | 0 | 0 | 0 | 0 | 0 | 0 | 114258.93 | 0 | 0 | 0 | 117686.6979 | 0 | 0 | 0 | 121217.2988
Replacement | 2 |  |  | 21300 |  | 44845.6601 | 0 | 0 | 22258.3594 | 22587.3007 | 0 | 0 | 0 | 0 | 0 | 0 | 0 | 0 | 0 | 0 | 0 | 0 | 0 | 0 | 0 | 0 | 0 | 0 | 0 | 0 | 0 | 0 | 0 | 0 | 0 | 0 | 23275.0851 | 0 | 0 | 0 | 23973.3377 | 0
Permeable Reactive Barriers - Demonstration 2 (Eldredge Park South Main St. Area) |  | 763900 | 0 | 58800 | 267300
Design | 1 | 84900 |  |  |  | 83645.3202 | 83645.3202 | 0 | 0 | 0 | 0 | 0 | 0 | 0 | 0 | 0 | 0 | 0 | 0 | 0 | 0 | 0 | 0 | 0 | 0 | 0 | 84900 | 0 | 0 | 0 | 0 | 0 | 0 | 0 | 0 | 0 | 0 | 0 | 0 | 0 | 0 | 0
Construction, O&M and Monitoring | 2 | 679000 | 0 |  | 267300 | 1261998.7111 | 0 | 699217.2584 | 279326.7357 | 283454.717 | 0 | 0 | 0 | 0 | 0 | 0 | 0 | 0 | 0 | 0 | 0 | 0 | 0 | 0 | 0 | 0 | 0 | 0 | 0 | 0 | 720351.1 | 0 | 0 | 0 | 0 | 0 | 0 | 292085.9271 | 0 | 0 | 0 | 300848.5049
Replacement | 3 |  |  | 58800 |  | 62353.6751 | 0 | 0 | 0 | 62353.6751 | 0 | 0 | 0 | 0 | 0 | 0 | 0 | 0 | 0 | 0 | 0 | 0 | 0 | 0 | 0 | 0 | 0 | 0 | 0 | 0 | 0 | 0 | 0 | 0 | 0 | 0 | 0 | 0 | 0 | 0 | 66179.918 | 0
Permeable Reactive Barriers - Site 1 |  | 612800 | 0 | 16100 | 107700
Design | 5 | 68100 |  |  |  | 73282.9636 | 0 | 0 | 0 | 0 | 73282.9636 | 0 | 0 | 0 | 0 | 0 | 0 | 0 | 0 | 0 | 0 | 0 | 0 | 0 | 0 | 0 | [12 empty] | 0 | 0 | 0 | 0 | 78946.5645 | 0 | 0 | 0 | 0 | 0 | 0 | 0 | 0 | 0 | 0 | 0 | 0 | 0 | 0 | 0 | 0 | 0 | 0 | 0 | 0 | 0 | 0 | 0 | 0 | 0 | 0 | 0 | 0 | 0 | 0 | 0 | 0 | 0 | 0 | 0 | 0 | 0 | 0 | 0 | 0 | 0 | 0 | 0 | 0 | 0 | 0 | 0 | 0 | 0 | 0 | 0 | 0 | 0 | 0 | 0 | 0 | 0 | 0 | 0 | 0 | 0 | 0 | 0
Construction, O&M and Monitoring | 6 | 544700 | 0 |  | 107700 | 2436073.1209 | 0 | 0 | 0 | 0 | 0 | 594818.5035 | 119347.6798 | 121111.4386 | 122901.2628 | 124717.5377 | 126560.654 | 128431.0085 | 130329.0037 | 132255.0481 | 134209.5562 | 136192.9486 | 138205.6523 | 140248.1004 | 142320.7324 | 144423.9944 | [12 empty] | 0 | 0 | 0 | 0 | 0 | 0 | 0 | 0 | 650400.2859 | 0 | 0 | 0 | 0 | 0 | 0 | 132457.4153 | 0 | 0 | 0 | 136431.1378 | 0 | 0 | 0 | 140524.0719 | 0 | 0 | 0 | 144739.7941 | 0 | 0 | 0 | 149081.9879 | 0 | 0 | 0 | 153554.4475 | 0 | 0 | 0 | 158161.0809 | 0 | 0 | 0 | 162905.9134 | 0 | 0 | 0 | 167793.0908 | 0 | 0 | 0 | 172826.8835 | 0 | 0 | 0 | 178011.69 | 0 | 0 | 0 | 183352.0407 | 0 | 0 | 0 | 188852.6019 | 0 | 0 | 0 | 194518.18
Replacement | 7 |  |  | 16100 |  | 257406.701 | 0 | 0 | 0 | 0 | 0 | 0 | 0 | 18104.8669 | 18372.4265 | 18643.9402 | 18919.4664 | 19199.0644 | 19482.7944 | 19770.7175 | 20062.8956 | 20359.3916 | 20660.2693 | 20965.5935 | 21275.4298 | 21589.845 | [12 empty] | 0 | 0 | 0 | 0 | 0 | 0 | 0 | 0 | 0 | 0 | 0 | 0 | 0 | 0 | 0 | 0 | 0 | 0 | 20394.9983 | 0 | 0 | 0 | 21006.8483 | 0 | 0 | 0 | 21637.0537 | 0 | 0 | 0 | 22286.1653 | 0 | 0 | 0 | 22954.7503 | 0 | 0 | 0 | 23643.3928 | 0 | 0 | 0 | 24352.6946 | 0 | 0 | 0 | 25083.2754 | 0 | 0 | 0 | 25835.7737 | 0 | 0 | 0 | 26610.8469 | 0 | 0 | 0 | 27409.1723 | 0 | 0 | 0 | 28231.4475 | 0 | 0 | 0 | 29078.3909 | 0
Permeable Reactive Barriers - Site 2 |  | 3182800 | 0 | 85300 | 455000
Design | 5 | 353700 |  |  |  | 380619.4454 | 0 | 0 | 0 | 0 | 380619.4454 | 0 | 0 | 0 | 0 | 0 | 0 | 0 | 0 | 0 | 0 | 0 | 0 | 0 | 0 | 0 | [12 empty] | 0 | 0 | 0 | 0 | 410035.2401 | 0 | 0 | 0 | 0 | 0 | 0 | 0 | 0 | 0 | 0 | 0 | 0 | 0 | 0 | 0 | 0 | 0 | 0 | 0 | 0 | 0 | 0 | 0 | 0 | 0 | 0 | 0 | 0 | 0 | 0 | 0 | 0 | 0 | 0 | 0 | 0 | 0 | 0 | 0 | 0 | 0 | 0 | 0 | 0 | 0 | 0 | 0 | 0 | 0 | 0 | 0 | 0 | 0 | 0 | 0 | 0 | 0 | 0 | 0 | 0 | 0 | 0 | 0
Construction, O&M and Monitoring | 6 | 2829100 | 0 |  | 455000 | 10868154.0346 | 0 | 0 | 0 | 0 | 0 | 3089408.9008 | 504207.9324 | 511659.2811 | 519220.7483 | 526893.9613 | 534680.5716 | 542582.2549 | 550600.7119 | 558737.6682 | 566994.8752 | 575374.1098 | 583877.1754 | 592505.9022 | 601262.147 | 610147.7945 | [12 empty] | 0 | 0 | 0 | 0 | 0 | 0 | 0 | 0 | 3378093.3521 | 0 | 0 | 0 | 0 | 0 | 0 | 559592.6088 | 0 | 0 | 0 | 576380.387 | 0 | 0 | 0 | 593671.7986 | 0 | 0 | 0 | 611481.9526 | 0 | 0 | 0 | 629826.4112 | 0 | 0 | 0 | 648721.2035 | 0 | 0 | 0 | 668182.8396 | 0 | 0 | 0 | 688228.3248 | 0 | 0 | 0 | 708875.1746 | 0 | 0 | 0 | 730141.4298 | 0 | 0 | 0 | 752045.6727 | 0 | 0 | 0 | 774607.0429 | 0 | 0 | 0 | 797845.2542 | 0 | 0 | 0 | 821780.6118
Replacement | 7 |  |  | 85300 |  | 1363775.8754 | 0 | 0 | 0 | 0 | 0 | 0 | 0 | 95922.0586 | 97339.626 | 98778.1426 | 100237.9182 | 101719.2667 | 103222.5071 | 104747.9629 | 106295.9623 | 107866.8386 | 109460.9298 | 111078.579 | 112720.1344 | 114385.9492 | [12 empty] | 0 | 0 | 0 | 0 | 0 | 0 | 0 | 0 | 0 | 0 | 0 | 0 | 0 | 0 | 0 | 0 | 0 | 0 | 108055.4879 | 0 | 0 | 0 | 111297.1526 | 0 | 0 | 0 | 114636.0672 | 0 | 0 | 0 | 118075.1492 | 0 | 0 | 0 | 121617.4036 | 0 | 0 | 0 | 125265.9258 | 0 | 0 | 0 | 129023.9035 | 0 | 0 | 0 | 132894.6206 | 0 | 0 | 0 | 136881.4593 | 0 | 0 | 0 | 140987.903 | 0 | 0 | 0 | 145217.5401 | 0 | 0 | 0 | 149574.0663 | 0 | 0 | 0 | 154061.2883 | 0
Permeable Reactive Barriers - Site 3 |  | 0 | 0 | 0 | 0
Design |  | 0 |  |  |  | 0 | 0 | 0 | 0 | 0 | 0 | 0 | 0 | 0 | 0 | 0 | 0 | 0 | 0 | 0 | 0 | 0 | 0 | 0 | 0 | 0 | [12 empty] | 0 | 0 | 0 | 0 | 0 | 0 | 0 | 0 | 0 | 0 | 0 | 0 | 0 | 0 | 0 | 0 | 0 | 0 | 0 | 0 | 0 | 0 | 0 | 0 | 0 | 0 | 0 | 0 | 0 | 0 | 0 | 0 | 0 | 0 | 0 | 0 | 0 | 0 | 0 | 0 | 0 | 0 | 0 | 0 | 0 | 0 | 0 | 0 | 0 | 0 | 0 | 0 | 0 | 0 | 0 | 0 | 0 | 0 | 0 | 0 | 0 | 0 | 0 | 0 | 0 | 0 | 0 | 0
Construction, O&M and Monitoring |  | 0 | 0 |  | 0 | 0 | 0 | 0 | 0 | 0 | 0 | 0 | 0 | 0 | 0 | 0 | 0 | 0 | 0 | 0 | 0 | 0 | 0 | 0 | 0 | 0 | [12 empty] | 0 | 0 | 0 | 0 | 0 | 0 | 0 | 0 | 0 | 0 | 0 | 0 | 0 | 0 | 0 | 0 | 0 | 0 | 0 | 0 | 0 | 0 | 0 | 0 | 0 | 0 | 0 | 0 | 0 | 0 | 0 | 0 | 0 | 0 | 0 | 0 | 0 | 0 | 0 | 0 | 0 | 0 | 0 | 0 | 0 | 0 | 0 | 0 | 0 | 0 | 0 | 0 | 0 | 0 | 0 | 0 | 0 | 0 | 0 | 0 | 0 | 0 | 0 | 0 | 0 | 0 | 0 | 0
Replacement |  |  |  | 0 |  | 0 | 0 | 0 | 0 | 0 | 0 | 0 | 0 | 0 | 0 | 0 | 0 | 0 | 0 | 0 | 0 | 0 | 0 | 0 | 0 | 0 | [12 empty] | 0 | 0 | 0 | 0 | 0 | 0 | 0 | 0 | 0 | 0 | 0 | 0 | 0 | 0 | 0 | 0 | 0 | 0 | 0 | 0 | 0 | 0 | 0 | 0 | 0 | 0 | 0 | 0 | 0 | 0 | 0 | 0 | 0 | 0 | 0 | 0 | 0 | 0 | 0 | 0 | 0 | 0 | 0 | 0 | 0 | 0 | 0 | 0 | 0 | 0 | 0 | 0 | 0 | 0 | 0 | 0 | 0 | 0 | 0 | 0 | 0 | 0 | 0 | 0 | 0 | 0 | 0 | 0
Permeable Reactive Barriers - Site 4 |  | 0 | 0 | 0 | 0
Design |  | 0 |  |  |  | 0 | 0 | 0 | 0 | 0 | 0 | 0 | 0 | 0 | 0 | 0 | 0 | 0 | 0 | 0 | 0 | 0 | 0 | 0 | 0 | 0 | [12 empty] | 0 | 0 | 0 | 0 | 0 | 0 | 0 | 0 | 0 | 0 | 0 | 0 | 0 | 0 | 0 | 0 | 0 | 0 | 0 | 0 | 0 | 0 | 0 | 0 | 0 | 0 | 0 | 0 | 0 | 0 | 0 | 0 | 0 | 0 | 0 | 0 | 0 | 0 | 0 | 0 | 0 | 0 | 0 | 0 | 0 | 0 | 0 | 0 | 0 | 0 | 0 | 0 | 0 | 0 | 0 | 0 | 0 | 0 | 0 | 0 | 0 | 0 | 0 | 0 | 0 | 0 | 0 | 0
Construction, O&M and Monitoring |  | 0 | 0 |  | 0 | 0 | 0 | 0 | 0 | 0 | 0 | 0 | 0 | 0 | 0 | 0 | 0 | 0 | 0 | 0 | 0 | 0 | 0 | 0 | 0 | 0 |  |  | ` | [9 empty] | 0 | 0 | 0 | 0 | 0 | 0 | 0 | 0 | 0 | 0 | 0 | 0 | 0 | 0 | 0 | 0 | 0 | 0 | 0 | 0 | 0 | 0 | 0 | 0 | 0 | 0 | 0 | 0 | 0 | 0 | 0 | 0 | 0 | 0 | 0 | 0 | 0 | 0 | 0 | 0 | 0 | 0 | 0 | 0 | 0 | 0 | 0 | 0 | 0 | 0 | 0 | 0 | 0 | 0 | 0 | 0 | 0 | 0 | 0 | 0 | 0 | 0 | 0 | 0 | 0 | 0 | 0 | 0
Replacement |  |  |  | 0 |  | 0 | 0 | 0 | 0 | 0 | 0 | 0 | 0 | 0 | 0 | 0 | 0 | 0 | 0 | 0 | 0 | 0 | 0 | 0 | 0 | 0 | [12 empty] | 0 | 0 | 0 | 0 | 0 | 0 | 0 | 0 | 0 | 0 | 0 | 0 | 0 | 0 | 0 | 0 | 0 | 0 | 0 | 0 | 0 | 0 | 0 | 0 | 0 | 0 | 0 | 0 | 0 | 0 | 0 | 0 | 0 | 0 | 0 | 0 | 0 | 0 | 0 | 0 | 0 | 0 | 0 | 0 | 0 | 0 | 0 | 0 | 0 | 0 | 0 | 0 | 0 | 0 | 0 | 0 | 0 | 0 | 0 | 0 | 0 | 0 | 0 | 0 | 0 | 0 | 0 | 0
Permeable Reactive Barriers - Site 5 |  | 0 | 0 | 0 | 0
Design |  | 0 |  |  |  | 0 | 0 | 0 | 0 | 0 | 0 | 0 | 0 | 0 | 0 | 0 | 0 | 0 | 0 | 0 | 0 | 0 | 0 | 0 | 0 | 0 | [12 empty] | 0 | 0 | 0 | 0 | 0 | 0 | 0 | 0 | 0 | 0 | 0 | 0 | 0 | 0 | 0 | 0 | 0 | 0 | 0 | 0 | 0 | 0 | 0 | 0 | 0 | 0 | 0 | 0 | 0 | 0 | 0 | 0 | 0 | 0 | 0 | 0 | 0 | 0 | 0 | 0 | 0 | 0 | 0 | 0 | 0 | 0 | 0 | 0 | 0 | 0 | 0 | 0 | 0 | 0 | 0 | 0 | 0 | 0 | 0 | 0 | 0 | 0 | 0 | 0 | 0 | 0 | 0 | 0
Construction, O&M and Monitoring |  | 0 | 0 |  | 0 | 0 | 0 | 0 | 0 | 0 | 0 | 0 | 0 | 0 | 0 | 0 | 0 | 0 | 0 | 0 | 0 | 0 | 0 | 0 | 0 | 0 | [12 empty] | 0 | 0 | 0 | 0 | 0 | 0 | 0 | 0 | 0 | 0 | 0 | 0 | 0 | 0 | 0 | 0 | 0 | 0 | 0 | 0 | 0 | 0 | 0 | 0 | 0 | 0 | 0 | 0 | 0 | 0 | 0 | 0 | 0 | 0 | 0 | 0 | 0 | 0 | 0 | 0 | 0 | 0 | 0 | 0 | 0 | 0 | 0 | 0 | 0 | 0 | 0 | 0 | 0 | 0 | 0 | 0 | 0 | 0 | 0 | 0 | 0 | 0 | 0 | 0 | 0 | 0 | 0 | 0
Replacement |  |  |  | 0 |  | 0 | 0 | 0 | 0 | 0 | 0 | 0 | 0 | 0 | 0 | 0 | 0 | 0 | 0 | 0 | 0 | 0 | 0 | 0 | 0 | 0 | [12 empty] | 0 | 0 | 0 | 0 | 0 | 0 | 0 | 0 | 0 | 0 | 0 | 0 | 0 | 0 | 0 | 0 | 0 | 0 | 0 | 0 | 0 | 0 | 0 | 0 | 0 | 0 | 0 | 0 | 0 | 0 | 0 | 0 | 0 | 0 | 0 | 0 | 0 | 0 | 0 | 0 | 0 | 0 | 0 | 0 | 0 | 0 | 0 | 0 | 0 | 0 | 0 | 0 | 0 | 0 | 0 | 0 | 0 | 0 | 0 | 0 | 0 | 0 | 0 | 0 | 0 | 0 | 0 | 0
| Subtotals | 24695500 | 781800 | 1459300 | 1723800 | [21 empty] | 675300 | 0 | 0 | 0 | 720351.1 | 382136.18 | 0 | 172290.16 | 269794.2963 | 393600.2654 | 23275.0851 | 469544.7919 | 2412865.7869 | 405408.2734 | 690049.4514 | 616891.3788 | 2048205.4345 | 0 | 617893.0816 | 137258.0504 | 6025665.5092 | 405977.7808 | 636429.874 | 282751.5838 | 16456450.2437 | 418157.1142 | 1179940.9865 | 983284.1554 | 0 | 516842.1932 | 1512396.8002 | 1478320.685 | 0 | 532347.459 | 1557768.7042 | 1522670.3055 | 0 | 548317.8828 | 1604501.7653 | 1568350.4147 | 0 | 564767.4193 | 1652636.8183 | 1615400.9271 | 0 | 581710.4418 | 1702215.9228 | 1663862.9549 | 0 | 599161.7551 | 1753282.4005 | 1713778.8436 | 0 | 617136.6077 | 1805880.8725 | 1765192.2089 | 0 | 635650.706 | 1860057.2987 | 1818147.9752 | 0 | 654720.2272 | 1915859.0176 | 1872692.4144 | 0 | 674361.834 | 1973334.7882 | 1928873.1869 | 0 | 694592.689 | 2032534.8318 | 1986739.3825 | 0 | 715430.4697 | 2093510.8768 | 2046341.5639 | 0 | 736893.3837 | 2156316.2031 | 2107731.8109
Other Program Components
Adaptive Management Implementation
FY17 | 1 | 267800 | 0 | 0 | 0 | 263842.3645 | 263842.3645 | 0 | 0 | 0 | 0 | 0 | 0 | 0 | 0 | 0 | 0 | 0 | 0 | 0 | 0 | 0 | 0 | 0 | 0 | 0 | 267800 | 0 | 0 | 0 | 0 | 0 | 0 | 0 | 0 | 0 | 0 | 0 | 0 | 0 | 0 | 0 | 0 | 0 | 0 | 0 | 0 | 0 | 0 | 0 | 0 | 0 | 0 | 0 | 0 | 0 | 0 | 0 | 0 | 0 | 0 | 0 | 0 | 0 | 0 | 0 | 0 | 0 | 0 | 0 | 0 | 0 | 0 | 0 | 0 | 0 | 0 | 0 | 0 | 0 | 0 | 0 | 0 | 0 | 0 | 0 | 0 | 0 | 0 | 0 | 0 | 0 | 0 | 0 | 0 | 0 | 0 | 0 | 0 | 0 | 0 | 0 | 0 | 0 | 0 | 0
FY18 | 2 | 343200 | 0 | 0 | 0 | 353418.7969 | 0 | 353418.7969 | 0 | 0 | 0 | 0 | 0 | 0 | 0 | 0 | 0 | 0 | 0 | 0 | 0 | 0 | 0 | 0 | 0 | 0 | 0 | 0 | 0 | 0 | 364100.88 | 0 | 0 | 0 | 0 | 0 | 0 | 0 | 0 | 0 | 0 | 0 | 0 | 0 | 0 | 0 | 0 | 0 | 0 | 0 | 0 | 0 | 0 | 0 | 0 | 0 | 0 | 0 | 0 | 0 | 0 | 0 | 0 | 0 | 0 | 0 | 0 | 0 | 0 | 0 | 0 | 0 | 0 | 0 | 0 | 0 | 0 | 0 | 0 | 0 | 0 | 0 | 0 | 0 | 0 | 0 | 0 | 0 | 0 | 0 | 0 | 0 | 0 | 0 | 0 | 0 | 0 | 0 | 0 | 0 | 0 | 0 | 0 | 0 | 0 | 0
FY19 | 3 | 572000 | 0 | 0 | 0 | 597736.2246 | 0 | 0 | 597736.2246 | 0 | 0 | 0 | 0 | 0 | 0 | 0 | 0 | 0 | 0 | 0 | 0 | 0 | 0 | 0 | 0 | 0 | 0 | 0 | 0 | 0 | 0 | 0 | 0 | 0 | 625039.844 | 0 | 0 | 0 | 0 | 0 | 0 | 0 | 0 | 0 | 0 | 0 | 0 | 0 | 0 | 0 | 0 | 0 | 0 | 0 | 0 | 0 | 0 | 0 | 0 | 0 | 0 | 0 | 0 | 0 | 0 | 0 | 0 | 0 | 0 | 0 | 0 | 0 | 0 | 0 | 0 | 0 | 0 | 0 | 0 | 0 | 0 | 0 | 0 | 0 | 0 | 0 | 0 | 0 | 0 | 0 | 0 | 0 | 0 | 0 | 0 | 0 | 0 | 0 | 0 | 0 | 0 | 0 | 0 | 0 | 0 | 0
FY20 | 4 | 443000 | 0 | 0 | 0 | 469773.4368 | 0 | 0 | 0 | 469773.4368 | 0 | 0 | 0 | 0 | 0 | 0 | 0 | 0 | 0 | 0 | 0 | 0 | 0 | 0 | 0 | 0 | 0 | 0 | 0 | 0 | 0 | 0 | 0 | 0 | 0 | 0 | 0 | 0 | 498600.4028 | 0 | 0 | 0 | 0 | 0 | 0 | 0 | 0 | 0 | 0 | 0 | 0 | 0 | 0 | 0 | 0 | 0 | 0 | 0 | 0 | 0 | 0 | 0 | 0 | 0 | 0 | 0 | 0 | 0 | 0 | 0 | 0 | 0 | 0 | 0 | 0 | 0 | 0 | 0 | 0 | 0 | 0 | 0 | 0 | 0 | 0 | 0 | 0 | 0 | 0 | 0 | 0 | 0 | 0 | 0 | 0 | 0 | 0 | 0 | 0 | 0 | 0 | 0 | 0 | 0 | 0 | 0
FY21 | 5 | 248000 | 0 | 0 | 0 | 266874.8161 | 0 | 0 | 0 | 0 | 266874.8161 | 0 | 0 | 0 | 0 | 0 | 0 | 0 | 0 | 0 | 0 | 0 | 0 | 0 | 0 | 0 | 0 | 0 | 0 | 0 | 0 | 0 | 0 | 0 | 0 | 0 | 0 | 0 | 0 | 0 | 0 | 0 | 287499.9704 | 0 | 0 | 0 | 0 | 0 | 0 | 0 | 0 | 0 | 0 | 0 | 0 | 0 | 0 | 0 | 0 | 0 | 0 | 0 | 0 | 0 | 0 | 0 | 0 | 0 | 0 | 0 | 0 | 0 | 0 | 0 | 0 | 0 | 0 | 0 | 0 | 0 | 0 | 0 | 0 | 0 | 0 | 0 | 0 | 0 | 0 | 0 | 0 | 0 | 0 | 0 | 0 | 0 | 0 | 0 | 0 | 0 | 0 | 0 | 0 | 0 | 0 | 0
FY22 | 6 | 143000 | 0 | 0 | 0 | 156157.6024 | 0 | 0 | 0 | 0 | 0 | 156157.6024 | 0 | 0 | 0 | 0 | 0 | 0 | 0 | 0 | 0 | 0 | 0 | 0 | 0 | 0 | 0 | 0 | 0 | 0 | 0 | 0 | 0 | 0 | 0 | 0 | 0 | 0 | 0 | 0 | 0 | 0 | 0 | 0 | 0 | 0 | 170749.4784 | 0 | 0 | 0 | 0 | 0 | 0 | 0 | 0 | 0 | 0 | 0 | 0 | 0 | 0 | 0 | 0 | 0 | 0 | 0 | 0 | 0 | 0 | 0 | 0 | 0 | 0 | 0 | 0 | 0 | 0 | 0 | 0 | 0 | 0 | 0 | 0 | 0 | 0 | 0 | 0 | 0 | 0 | 0 | 0 | 0 | 0 | 0 | 0 | 0 | 0 | 0 | 0 | 0 | 0 | 0 | 0 | 0 | 0 | 0
FY23 - Allowance | 7 | 300000 | 0 | 0 | 0 | 332444.7906 | 0 | 0 | 0 | 0 | 0 | 0 | 332444.7906 | 0 | 0 | 0 | 0 | 0 | 0 | 0 | 0 | 0 | 0 | 0 | 0 | 0 | 0 | 0 | 0 | 0 | 0 | 0 | 0 | 0 | 0 | 0 | 0 | 0 | 0 | 0 | 0 | 0 | 0 | 0 | 0 | 0 | 0 | 0 | 0 | 0 | 368962.1596 | 0 | 0 | 0 | 0 | 0 | 0 | 0 | 0 | 0 | 0 | 0 | 0 | 0 | 0 | 0 | 0 | 0 | 0 | 0 | 0 | 0 | 0 | 0 | 0 | 0 | 0 | 0 | 0 | 0 | 0 | 0 | 0 | 0 | 0 | 0 | 0 | 0 | 0 | 0 | 0 | 0 | 0 | 0 | 0 | 0 | 0 | 0 | 0 | 0 | 0 | 0 | 0 | 0 | 0 | 0
FY24 - Allowance | 8 | 300000 | 0 | 0 | 0 | 337357.7678 | 0 | 0 | 0 | 0 | 0 | 0 | 0 | 337357.7678 | 0 | 0 | 0 | 0 | 0 | 0 | 0 | 0 | 0 | 0 | 0 | 0 | 0 | 0 | 0 | 0 | 0 | 0 | 0 | 0 | 0 | 0 | 0 | 0 | 0 | 0 | 0 | 0 | 0 | 0 | 0 | 0 | 0 | 0 | 0 | 0 | 0 | 0 | 0 | 0 | 380031.0244 | 0 | 0 | 0 | 0 | 0 | 0 | 0 | 0 | 0 | 0 | 0 | 0 | 0 | 0 | 0 | 0 | 0 | 0 | 0 | 0 | 0 | 0 | 0 | 0 | 0 | 0 | 0 | 0 | 0 | 0 | 0 | 0 | 0 | 0 | 0 | 0 | 0 | 0 | 0 | 0 | 0 | 0 | 0 | 0 | 0 | 0 | 0 | 0 | 0 | 0 | 0
FY25 - Allowance | 9 | 300000 | 0 | 0 | 0 | 342343.3505 | 0 | 0 | 0 | 0 | 0 | 0 | 0 | 0 | 342343.3505 | 0 | 0 | 0 | 0 | 0 | 0 | 0 | 0 | 0 | 0 | 0 | 0 | 0 | 0 | 0 | 0 | 0 | 0 | 0 | 0 | 0 | 0 | 0 | 0 | 0 | 0 | 0 | 0 | 0 | 0 | 0 | 0 | 0 | 0 | 0 | 0 | 0 | 0 | 0 | 0 | 0 | 0 | 0 | 391431.9551 | 0 | 0 | 0 | 0 | 0 | 0 | 0 | 0 | 0 | 0 | 0 | 0 | 0 | 0 | 0 | 0 | 0 | 0 | 0 | 0 | 0 | 0 | 0 | 0 | 0 | 0 | 0 | 0 | 0 | 0 | 0 | 0 | 0 | 0 | 0 | 0 | 0 | 0 | 0 | 0 | 0 | 0 | 0 | 0 | 0 | 0 | 0
FY26 - Allowance | 10 | 300000 | 0 | 0 | 0 | 347402.6119 | 0 | 0 | 0 | 0 | 0 | 0 | 0 | 0 | 0 | 347402.6119 | 0 | 0 | 0 | 0 | 0 | 0 | 0 | 0 | 0 | 0 | 0 | 0 | 0 | 0 | 0 | 0 | 0 | 0 | 0 | 0 | 0 | 0 | 0 | 0 | 0 | 0 | 0 | 0 | 0 | 0 | 0 | 0 | 0 | 0 | 0 | 0 | 0 | 0 | 0 | 0 | 0 | 0 | 0 | 0 | 0 | 0 | 403174.9138 | 0 | 0 | 0 | 0 | 0 | 0 | 0 | 0 | 0 | 0 | 0 | 0 | 0 | 0 | 0 | 0 | 0 | 0 | 0 | 0 | 0 | 0 | 0 | 0 | 0 | 0 | 0 | 0 | 0 | 0 | 0 | 0 | 0 | 0 | 0 | 0 | 0 | 0 | 0 | 0 | 0 | 0 | 0
FY27 - Allowance | 11 | 300000 | 0 | 0 | 0 | 352536.6406 | 0 | 0 | 0 | 0 | 0 | 0 | 0 | 0 | 0 | 0 | 352536.6406 | 0 | 0 | 0 | 0 | 0 | 0 | 0 | 0 | 0 | 0 | 0 | 0 | 0 | 0 | 0 | 0 | 0 | 0 | 0 | 0 | 0 | 0 | 0 | 0 | 0 | 0 | 0 | 0 | 0 | 0 | 0 | 0 | 0 | 0 | 0 | 0 | 0 | 0 | 0 | 0 | 0 | 0 | 0 | 0 | 0 | 0 | 0 | 0 | 0 | 415270.1612 | 0 | 0 | 0 | 0 | 0 | 0 | 0 | 0 | 0 | 0 | 0 | 0 | 0 | 0 | 0 | 0 | 0 | 0 | 0 | 0 | 0 | 0 | 0 | 0 | 0 | 0 | 0 | 0 | 0 | 0 | 0 | 0 | 0 | 0 | 0 | 0 | 0 | 0 | 0
FY28 - Allowance | 12 | 300000 | 0 | 0 | 0 | 357746.5417 | 0 | 0 | 0 | 0 | 0 | 0 | 0 | 0 | 0 | 0 | 0 | 357746.5417 | 0 | 0 | 0 | 0 | 0 | 0 | 0 | 0 | 0 | 0 | 0 | 0 | 0 | 0 | 0 | 0 | 0 | 0 | 0 | 0 | 0 | 0 | 0 | 0 | 0 | 0 | 0 | 0 | 0 | 0 | 0 | 0 | 0 | 0 | 0 | 0 | 0 | 0 | 0 | 0 | 0 | 0 | 0 | 0 | 0 | 0 | 0 | 0 | 0 | 0 | 0 | 0 | 427728.2661 | 0 | 0 | 0 | 0 | 0 | 0 | 0 | 0 | 0 | 0 | 0 | 0 | 0 | 0 | 0 | 0 | 0 | 0 | 0 | 0 | 0 | 0 | 0 | 0 | 0 | 0 | 0 | 0 | 0 | 0 | 0 | 0 | 0 | 0 | 0
FY29 - Allowance | 13 | 300000 | 0 | 0 | 0 | 363033.4364 | 0 | 0 | 0 | 0 | 0 | 0 | 0 | 0 | 0 | 0 | 0 | 0 | 363033.4364 | 0 | 0 | 0 | 0 | 0 | 0 | 0 | 0 | 0 | 0 | 0 | 0 | 0 | 0 | 0 | 0 | 0 | 0 | 0 | 0 | 0 | 0 | 0 | 0 | 0 | 0 | 0 | 0 | 0 | 0 | 0 | 0 | 0 | 0 | 0 | 0 | 0 | 0 | 0 | 0 | 0 | 0 | 0 | 0 | 0 | 0 | 0 | 0 | 0 | 0 | 0 | 0 | 0 | 0 | 0 | 440560.114 | 0 | 0 | 0 | 0 | 0 | 0 | 0 | 0 | 0 | 0 | 0 | 0 | 0 | 0 | 0 | 0 | 0 | 0 | 0 | 0 | 0 | 0 | 0 | 0 | 0 | 0 | 0 | 0 | 0 | 0 | 0
FY30 - Allowance | 14 | 300000 | 0 | 0 | 0 | 368398.4626 | 0 | 0 | 0 | 0 | 0 | 0 | 0 | 0 | 0 | 0 | 0 | 0 | 0 | 368398.4626 | 0 | 0 | 0 | 0 | 0 | 0 | 0 | 0 | 0 | 0 | 0 | 0 | 0 | 0 | 0 | 0 | 0 | 0 | 0 | 0 | 0 | 0 | 0 | 0 | 0 | 0 | 0 | 0 | 0 | 0 | 0 | 0 | 0 | 0 | 0 | 0 | 0 | 0 | 0 | 0 | 0 | 0 | 0 | 0 | 0 | 0 | 0 | 0 | 0 | 0 | 0 | 0 | 0 | 0 | 0 | 0 | 0 | 0 | 453776.9175 | 0 | 0 | 0 | 0 | 0 | 0 | 0 | 0 | 0 | 0 | 0 | 0 | 0 | 0 | 0 | 0 | 0 | 0 | 0 | 0 | 0 | 0 | 0 | 0 | 0 | 0 | 0
FY31 - Allowance | 15 | 300000 | 0 | 0 | 0 | 373842.7748 | 0 | 0 | 0 | 0 | 0 | 0 | 0 | 0 | 0 | 0 | 0 | 0 | 0 | 0 | 373842.7748 | 0 | 0 | 0 | 0 | 0 | 0 | 0 | 0 | 0 | 0 | 0 | 0 | 0 | 0 | 0 | 0 | 0 | 0 | 0 | 0 | 0 | 0 | 0 | 0 | 0 | 0 | 0 | 0 | 0 | 0 | 0 | 0 | 0 | 0 | 0 | 0 | 0 | 0 | 0 | 0 | 0 | 0 | 0 | 0 | 0 | 0 | 0 | 0 | 0 | 0 | 0 | 0 | 0 | 0 | 0 | 0 | 0 | 0 | 0 | 0 | 0 | 467390.225 | 0 | 0 | 0 | 0 | 0 | 0 | 0 | 0 | 0 | 0 | 0 | 0 | 0 | 0 | 0 | 0 | 0 | 0 | 0 | 0 | 0 | 0 | 0
FY32 - Allowance | 16 | 300000 | 0 | 0 | 0 | 379367.5449 | 0 | 0 | 0 | 0 | 0 | 0 | 0 | 0 | 0 | 0 | 0 | 0 | 0 | 0 | 0 | 379367.5449 | 0 | 0 | 0 | 0 | 0 | 0 | 0 | 0 | 0 | 0 | 0 | 0 | 0 | 0 | 0 | 0 | 0 | 0 | 0 | 0 | 0 | 0 | 0 | 0 | 0 | 0 | 0 | 0 | 0 | 0 | 0 | 0 | 0 | 0 | 0 | 0 | 0 | 0 | 0 | 0 | 0 | 0 | 0 | 0 | 0 | 0 | 0 | 0 | 0 | 0 | 0 | 0 | 0 | 0 | 0 | 0 | 0 | 0 | 0 | 0 | 0 | 0 | 0 | 0 | 481411.9317 | 0 | 0 | 0 | 0 | 0 | 0 | 0 | 0 | 0 | 0 | 0 | 0 | 0 | 0 | 0 | 0 | 0 | 0 | 0
FY33 - Allowance | 17 | 300000 | 0 | 0 | 0 | 384973.9618 | 0 | 0 | 0 | 0 | 0 | 0 | 0 | 0 | 0 | 0 | 0 | 0 | 0 | 0 | 0 | 0 | 384973.9618 | 0 | 0 | 0 | 0 | 0 | 0 | 0 | 0 | 0 | 0 | 0 | 0 | 0 | 0 | 0 | 0 | 0 | 0 | 0 | 0 | 0 | 0 | 0 | 0 | 0 | 0 | 0 | 0 | 0 | 0 | 0 | 0 | 0 | 0 | 0 | 0 | 0 | 0 | 0 | 0 | 0 | 0 | 0 | 0 | 0 | 0 | 0 | 0 | 0 | 0 | 0 | 0 | 0 | 0 | 0 | 0 | 0 | 0 | 0 | 0 | 0 | 0 | 0 | 0 | 0 | 0 | 0 | 495854.2897 | 0 | 0 | 0 | 0 | 0 | 0 | 0 | 0 | 0 | 0 | 0 | 0 | 0 | 0 | 0
FY34 - Allowance | 18 | 300000 | 0 | 0 | 0 | 390663.2322 | 0 | 0 | 0 | 0 | 0 | 0 | 0 | 0 | 0 | 0 | 0 | 0 | 0 | 0 | 0 | 0 | 0 | 390663.2322 | 0 | 0 | 0 | 0 | 0 | 0 | 0 | 0 | 0 | 0 | 0 | 0 | 0 | 0 | 0 | 0 | 0 | 0 | 0 | 0 | 0 | 0 | 0 | 0 | 0 | 0 | 0 | 0 | 0 | 0 | 0 | 0 | 0 | 0 | 0 | 0 | 0 | 0 | 0 | 0 | 0 | 0 | 0 | 0 | 0 | 0 | 0 | 0 | 0 | 0 | 0 | 0 | 0 | 0 | 0 | 0 | 0 | 0 | 0 | 0 | 0 | 0 | 0 | 0 | 0 | 0 | 0 | 0 | 0 | 0 | 510729.9184 | 0 | 0 | 0 | 0 | 0 | 0 | 0 | 0 | 0 | 0 | 0
FY35 - Allowance | 19 | 300000 | 0 | 0 | 0 | 396436.5805 | 0 | 0 | 0 | 0 | 0 | 0 | 0 | 0 | 0 | 0 | 0 | 0 | 0 | 0 | 0 | 0 | 0 | 0 | 396436.5805 | 0 | 0 | 0 | 0 | 0 | 0 | 0 | 0 | 0 | 0 | 0 | 0 | 0 | 0 | 0 | 0 | 0 | 0 | 0 | 0 | 0 | 0 | 0 | 0 | 0 | 0 | 0 | 0 | 0 | 0 | 0 | 0 | 0 | 0 | 0 | 0 | 0 | 0 | 0 | 0 | 0 | 0 | 0 | 0 | 0 | 0 | 0 | 0 | 0 | 0 | 0 | 0 | 0 | 0 | 0 | 0 | 0 | 0 | 0 | 0 | 0 | 0 | 0 | 0 | 0 | 0 | 0 | 0 | 0 | 0 | 0 | 0 | 0 | 526051.8159 | 0 | 0 | 0 | 0 | 0 | 0 | 0
FY36 - Allowance | 20 | 300000 | 0 | 0 | 0 | 402295.2491 | 0 | 0 | 0 | 0 | 0 | 0 | 0 | 0 | 0 | 0 | 0 | 0 | 0 | 0 | 0 | 0 | 0 | 0 | 0 | 402295.2491 | 0 | 0 | 0 | 0 | 0 | 0 | 0 | 0 | 0 | 0 | 0 | 0 | 0 | 0 | 0 | 0 | 0 | 0 | 0 | 0 | 0 | 0 | 0 | 0 | 0 | 0 | 0 | 0 | 0 | 0 | 0 | 0 | 0 | 0 | 0 | 0 | 0 | 0 | 0 | 0 | 0 | 0 | 0 | 0 | 0 | 0 | 0 | 0 | 0 | 0 | 0 | 0 | 0 | 0 | 0 | 0 | 0 | 0 | 0 | 0 | 0 | 0 | 0 | 0 | 0 | 0 | 0 | 0 | 0 | 0 | 0 | 0 | 0 | 0 | 0 | 0 | 541833.3704 | 0 | 0 | 0
Program Management
FY17 | 1 | 199600 | 0 | 0 | 0 | 196650.2463 | 196650.2463 | 0 | 0 | 0 | 0 | 0 | 0 | 0 | 0 | 0 | 0 | 0 | 0 | 0 | 0 | 0 | 0 | 0 | 0 | 0 | 199600 | 0 | 0 | 0 | 0 | 0 | 0 | 0 | 0 | 0 | 0 | 0 | 0 | 0 | 0 | 0 | 0 | 0 | 0 | 0 | 0 | 0 | 0 | 0 | 0 | 0 | 0 | 0 | 0 | 0 | 0 | 0 | 0 | 0 | 0 | 0 | 0 | 0 | 0 | 0 | 0 | 0 | 0 | 0 | 0 | 0 | 0 | 0 | 0 | 0 | 0 | 0 | 0 | 0 | 0 | 0 | 0 | 0 | 0 | 0 | 0 | 0 | 0 | 0 | 0 | 0 | 0 | 0 | 0 | 0 | 0 | 0 | 0 | 0 | 0 | 0 | 0 | 0 | 0 | 0
FY18 | 2 | 230300 | 0 | 0 | 0 | 237157.1938 | 0 | 237157.1938 | 0 | 0 | 0 | 0 | 0 | 0 | 0 | 0 | 0 | 0 | 0 | 0 | 0 | 0 | 0 | 0 | 0 | 0 | 0 | 0 | 0 | 0 | 244325.27 | 0 | 0 | 0 | 0 | 0 | 0 | 0 | 0 | 0 | 0 | 0 | 0 | 0 | 0 | 0 | 0 | 0 | 0 | 0 | 0 | 0 | 0 | 0 | 0 | 0 | 0 | 0 | 0 | 0 | 0 | 0 | 0 | 0 | 0 | 0 | 0 | 0 | 0 | 0 | 0 | 0 | 0 | 0 | 0 | 0 | 0 | 0 | 0 | 0 | 0 | 0 | 0 | 0 | 0 | 0 | 0 | 0 | 0 | 0 | 0 | 0 | 0 | 0 | 0 | 0 | 0 | 0 | 0 | 0 | 0 | 0 | 0 | 0 | 0 | 0
FY19 | 3 | 237000 | 0 | 0 | 0 | 247663.4357 | 0 | 0 | 247663.4357 | 0 | 0 | 0 | 0 | 0 | 0 | 0 | 0 | 0 | 0 | 0 | 0 | 0 | 0 | 0 | 0 | 0 | 0 | 0 | 0 | 0 | 0 | 0 | 0 | 0 | 258976.299 | 0 | 0 | 0 | 0 | 0 | 0 | 0 | 0 | 0 | 0 | 0 | 0 | 0 | 0 | 0 | 0 | 0 | 0 | 0 | 0 | 0 | 0 | 0 | 0 | 0 | 0 | 0 | 0 | 0 | 0 | 0 | 0 | 0 | 0 | 0 | 0 | 0 | 0 | 0 | 0 | 0 | 0 | 0 | 0 | 0 | 0 | 0 | 0 | 0 | 0 | 0 | 0 | 0 | 0 | 0 | 0 | 0 | 0 | 0 | 0 | 0 | 0 | 0 | 0 | 0 | 0 | 0 | 0 | 0 | 0 | 0
FY20 | 4 | 244200 | 0 | 0 | 0 | 258958.6304 | 0 | 0 | 0 | 258958.6304 | 0 | 0 | 0 | 0 | 0 | 0 | 0 | 0 | 0 | 0 | 0 | 0 | 0 | 0 | 0 | 0 | 0 | 0 | 0 | 0 | 0 | 0 | 0 | 0 | 0 | 0 | 0 | 0 | 274849.2514 | 0 | 0 | 0 | 0 | 0 | 0 | 0 | 0 | 0 | 0 | 0 | 0 | 0 | 0 | 0 | 0 | 0 | 0 | 0 | 0 | 0 | 0 | 0 | 0 | 0 | 0 | 0 | 0 | 0 | 0 | 0 | 0 | 0 | 0 | 0 | 0 | 0 | 0 | 0 | 0 | 0 | 0 | 0 | 0 | 0 | 0 | 0 | 0 | 0 | 0 | 0 | 0 | 0 | 0 | 0 | 0 | 0 | 0 | 0 | 0 | 0 | 0 | 0 | 0 | 0 | 0 | 0
FY21 | 5 | 249800 | 0 | 0 | 0 | 268811.8107 | 0 | 0 | 0 | 0 | 268811.8107 | 0 | 0 | 0 | 0 | 0 | 0 | 0 | 0 | 0 | 0 | 0 | 0 | 0 | 0 | 0 | 0 | 0 | 0 | 0 | 0 | 0 | 0 | 0 | 0 | 0 | 0 | 0 | 0 | 0 | 0 | 0 | 289586.6638 | 0 | 0 | 0 | 0 | 0 | 0 | 0 | 0 | 0 | 0 | 0 | 0 | 0 | 0 | 0 | 0 | 0 | 0 | 0 | 0 | 0 | 0 | 0 | 0 | 0 | 0 | 0 | 0 | 0 | 0 | 0 | 0 | 0 | 0 | 0 | 0 | 0 | 0 | 0 | 0 | 0 | 0 | 0 | 0 | 0 | 0 | 0 | 0 | 0 | 0 | 0 | 0 | 0 | 0 | 0 | 0 | 0 | 0 | 0 | 0 | 0 | 0 | 0
FY22 | 6 | 257000 | 0 | 0 | 0 | 280646.8797 | 0 | 0 | 0 | 0 | 0 | 280646.8797 | 0 | 0 | 0 | 0 | 0 | 0 | 0 | 0 | 0 | 0 | 0 | 0 | 0 | 0 | 0 | 0 | 0 | 0 | 0 | 0 | 0 | 0 | 0 | 0 | 0 | 0 | 0 | 0 | 0 | 0 | 0 | 0 | 0 | 0 | 306871.4402 | 0 | 0 | 0 | 0 | 0 | 0 | 0 | 0 | 0 | 0 | 0 | 0 | 0 | 0 | 0 | 0 | 0 | 0 | 0 | 0 | 0 | 0 | 0 | 0 | 0 | 0 | 0 | 0 | 0 | 0 | 0 | 0 | 0 | 0 | 0 | 0 | 0 | 0 | 0 | 0 | 0 | 0 | 0 | 0 | 0 | 0 | 0 | 0 | 0 | 0 | 0 | 0 | 0 | 0 | 0 | 0 | 0 | 0 | 0
FY23 - Allowance | 7 | 200000 | 0 | 0 | 0 | 221629.8604 | 0 | 0 | 0 | 0 | 0 | 0 | 221629.8604 | 0 | 0 | 0 | 0 | 0 | 0 | 0 | 0 | 0 | 0 | 0 | 0 | 0 | 0 | 0 | 0 | 0 | 0 | 0 | 0 | 0 | 0 | 0 | 0 | 0 | 0 | 0 | 0 | 0 | 0 | 0 | 0 | 0 | 0 | 0 | 0 | 0 | 245974.7731 | 0 | 0 | 0 | 0 | 0 | 0 | 0 | 0 | 0 | 0 | 0 | 0 | 0 | 0 | 0 | 0 | 0 | 0 | 0 | 0 | 0 | 0 | 0 | 0 | 0 | 0 | 0 | 0 | 0 | 0 | 0 | 0 | 0 | 0 | 0 | 0 | 0 | 0 | 0 | 0 | 0 | 0 | 0 | 0 | 0 | 0 | 0 | 0 | 0 | 0 | 0 | 0 | 0 | 0 | 0
FY24 - Allowance | 8 | 200000 | 0 | 0 | 0 | 224905.1785 | 0 | 0 | 0 | 0 | 0 | 0 | 0 | 224905.1785 | 0 | 0 | 0 | 0 | 0 | 0 | 0 | 0 | 0 | 0 | 0 | 0 | 0 | 0 | 0 | 0 | 0 | 0 | 0 | 0 | 0 | 0 | 0 | 0 | 0 | 0 | 0 | 0 | 0 | 0 | 0 | 0 | 0 | 0 | 0 | 0 | 0 | 0 | 0 | 0 | 253354.0163 | 0 | 0 | 0 | 0 | 0 | 0 | 0 | 0 | 0 | 0 | 0 | 0 | 0 | 0 | 0 | 0 | 0 | 0 | 0 | 0 | 0 | 0 | 0 | 0 | 0 | 0 | 0 | 0 | 0 | 0 | 0 | 0 | 0 | 0 | 0 | 0 | 0 | 0 | 0 | 0 | 0 | 0 | 0 | 0 | 0 | 0 | 0 | 0 | 0 | 0 | 0
FY25 - Allowance | 9 | 200000 | 0 | 0 | 0 | 228228.9004 | 0 | 0 | 0 | 0 | 0 | 0 | 0 | 0 | 228228.9004 | 0 | 0 | 0 | 0 | 0 | 0 | 0 | 0 | 0 | 0 | 0 | 0 | 0 | 0 | 0 | 0 | 0 | 0 | 0 | 0 | 0 | 0 | 0 | 0 | 0 | 0 | 0 | 0 | 0 | 0 | 0 | 0 | 0 | 0 | 0 | 0 | 0 | 0 | 0 | 0 | 0 | 0 | 0 | 260954.6368 | 0 | 0 | 0 | 0 | 0 | 0 | 0 | 0 | 0 | 0 | 0 | 0 | 0 | 0 | 0 | 0 | 0 | 0 | 0 | 0 | 0 | 0 | 0 | 0 | 0 | 0 | 0 | 0 | 0 | 0 | 0 | 0 | 0 | 0 | 0 | 0 | 0 | 0 | 0 | 0 | 0 | 0 | 0 | 0 | 0 | 0 | 0
FY26 - Allowance | 10 | 200000 | 0 | 0 | 0 | 231601.7413 | 0 | 0 | 0 | 0 | 0 | 0 | 0 | 0 | 0 | 231601.7413 | 0 | 0 | 0 | 0 | 0 | 0 | 0 | 0 | 0 | 0 | 0 | 0 | 0 | 0 | 0 | 0 | 0 | 0 | 0 | 0 | 0 | 0 | 0 | 0 | 0 | 0 | 0 | 0 | 0 | 0 | 0 | 0 | 0 | 0 | 0 | 0 | 0 | 0 | 0 | 0 | 0 | 0 | 0 | 0 | 0 | 0 | 268783.2759 | 0 | 0 | 0 | 0 | 0 | 0 | 0 | 0 | 0 | 0 | 0 | 0 | 0 | 0 | 0 | 0 | 0 | 0 | 0 | 0 | 0 | 0 | 0 | 0 | 0 | 0 | 0 | 0 | 0 | 0 | 0 | 0 | 0 | 0 | 0 | 0 | 0 | 0 | 0 | 0 | 0 | 0 | 0
FY27 - Allowance | 11 | 200000 | 0 | 0 | 0 | 235024.4271 | 0 | 0 | 0 | 0 | 0 | 0 | 0 | 0 | 0 | 0 | 235024.4271 | 0 | 0 | 0 | 0 | 0 | 0 | 0 | 0 | 0 | 0 | 0 | 0 | 0 | 0 | 0 | 0 | 0 | 0 | 0 | 0 | 0 | 0 | 0 | 0 | 0 | 0 | 0 | 0 | 0 | 0 | 0 | 0 | 0 | 0 | 0 | 0 | 0 | 0 | 0 | 0 | 0 | 0 | 0 | 0 | 0 | 0 | 0 | 0 | 0 | 276846.7741 | 0 | 0 | 0 | 0 | 0 | 0 | 0 | 0 | 0 | 0 | 0 | 0 | 0 | 0 | 0 | 0 | 0 | 0 | 0 | 0 | 0 | 0 | 0 | 0 | 0 | 0 | 0 | 0 | 0 | 0 | 0 | 0 | 0 | 0 | 0 | 0 | 0 | 0 | 0
FY28 - Allowance | 12 | 200000 | 0 | 0 | 0 | 238497.6945 | 0 | 0 | 0 | 0 | 0 | 0 | 0 | 0 | 0 | 0 | 0 | 238497.6945 | 0 | 0 | 0 | 0 | 0 | 0 | 0 | 0 | 0 | 0 | 0 | 0 | 0 | 0 | 0 | 0 | 0 | 0 | 0 | 0 | 0 | 0 | 0 | 0 | 0 | 0 | 0 | 0 | 0 | 0 | 0 | 0 | 0 | 0 | 0 | 0 | 0 | 0 | 0 | 0 | 0 | 0 | 0 | 0 | 0 | 0 | 0 | 0 | 0 | 0 | 0 | 0 | 285152.1774 | 0 | 0 | 0 | 0 | 0 | 0 | 0 | 0 | 0 | 0 | 0 | 0 | 0 | 0 | 0 | 0 | 0 | 0 | 0 | 0 | 0 | 0 | 0 | 0 | 0 | 0 | 0 | 0 | 0 | 0 | 0 | 0 | 0 | 0 | 0
FY29 - Allowance | 13 | 200000 | 0 | 0 | 0 | 242022.2909 | 0 | 0 | 0 | 0 | 0 | 0 | 0 | 0 | 0 | 0 | 0 | 0 | 242022.2909 | 0 | 0 | 0 | 0 | 0 | 0 | 0 | 0 | 0 | 0 | 0 | 0 | 0 | 0 | 0 | 0 | 0 | 0 | 0 | 0 | 0 | 0 | 0 | 0 | 0 | 0 | 0 | 0 | 0 | 0 | 0 | 0 | 0 | 0 | 0 | 0 | 0 | 0 | 0 | 0 | 0 | 0 | 0 | 0 | 0 | 0 | 0 | 0 | 0 | 0 | 0 | 0 | 0 | 0 | 0 | 293706.7427 | 0 | 0 | 0 | 0 | 0 | 0 | 0 | 0 | 0 | 0 | 0 | 0 | 0 | 0 | 0 | 0 | 0 | 0 | 0 | 0 | 0 | 0 | 0 | 0 | 0 | 0 | 0 | 0 | 0 | 0 | 0
FY30 - Allowance | 14 | 200000 | 0 | 0 | 0 | 245598.9751 | 0 | 0 | 0 | 0 | 0 | 0 | 0 | 0 | 0 | 0 | 0 | 0 | 0 | 245598.9751 | 0 | 0 | 0 | 0 | 0 | 0 | 0 | 0 | 0 | 0 | 0 | 0 | 0 | 0 | 0 | 0 | 0 | 0 | 0 | 0 | 0 | 0 | 0 | 0 | 0 | 0 | 0 | 0 | 0 | 0 | 0 | 0 | 0 | 0 | 0 | 0 | 0 | 0 | 0 | 0 | 0 | 0 | 0 | 0 | 0 | 0 | 0 | 0 | 0 | 0 | 0 | 0 | 0 | 0 | 0 | 0 | 0 | 0 | 302517.945 | 0 | 0 | 0 | 0 | 0 | 0 | 0 | 0 | 0 | 0 | 0 | 0 | 0 | 0 | 0 | 0 | 0 | 0 | 0 | 0 | 0 | 0 | 0 | 0 | 0 | 0 | 0
FY31 - Allowance | 15 | 200000 | 0 | 0 | 0 | 249228.5166 | 0 | 0 | 0 | 0 | 0 | 0 | 0 | 0 | 0 | 0 | 0 | 0 | 0 | 0 | 249228.5166 | 0 | 0 | 0 | 0 | 0 | 0 | 0 | 0 | 0 | 0 | 0 | 0 | 0 | 0 | 0 | 0 | 0 | 0 | 0 | 0 | 0 | 0 | 0 | 0 | 0 | 0 | 0 | 0 | 0 | 0 | 0 | 0 | 0 | 0 | 0 | 0 | 0 | 0 | 0 | 0 | 0 | 0 | 0 | 0 | 0 | 0 | 0 | 0 | 0 | 0 | 0 | 0 | 0 | 0 | 0 | 0 | 0 | 0 | 0 | 0 | 0 | 311593.4833 | 0 | 0 | 0 | 0 | 0 | 0 | 0 | 0 | 0 | 0 | 0 | 0 | 0 | 0 | 0 | 0 | 0 | 0 | 0 | 0 | 0 | 0 | 0
FY32 - Allowance | 16 | 200000 | 0 | 0 | 0 | 252911.6966 | 0 | 0 | 0 | 0 | 0 | 0 | 0 | 0 | 0 | 0 | 0 | 0 | 0 | 0 | 0 | 252911.6966 | 0 | 0 | 0 | 0 | 0 | 0 | 0 | 0 | 0 | 0 | 0 | 0 | 0 | 0 | 0 | 0 | 0 | 0 | 0 | 0 | 0 | 0 | 0 | 0 | 0 | 0 | 0 | 0 | 0 | 0 | 0 | 0 | 0 | 0 | 0 | 0 | 0 | 0 | 0 | 0 | 0 | 0 | 0 | 0 | 0 | 0 | 0 | 0 | 0 | 0 | 0 | 0 | 0 | 0 | 0 | 0 | 0 | 0 | 0 | 0 | 0 | 0 | 0 | 0 | 320941.2878 | 0 | 0 | 0 | 0 | 0 | 0 | 0 | 0 | 0 | 0 | 0 | 0 | 0 | 0 | 0 | 0 | 0 | 0 | 0
FY33 - Allowance | 17 | 200000 | 0 | 0 | 0 | 256649.3079 | 0 | 0 | 0 | 0 | 0 | 0 | 0 | 0 | 0 | 0 | 0 | 0 | 0 | 0 | 0 | 0 | 256649.3079 | 0 | 0 | 0 | 0 | 0 | 0 | 0 | 0 | 0 | 0 | 0 | 0 | 0 | 0 | 0 | 0 | 0 | 0 | 0 | 0 | 0 | 0 | 0 | 0 | 0 | 0 | 0 | 0 | 0 | 0 | 0 | 0 | 0 | 0 | 0 | 0 | 0 | 0 | 0 | 0 | 0 | 0 | 0 | 0 | 0 | 0 | 0 | 0 | 0 | 0 | 0 | 0 | 0 | 0 | 0 | 0 | 0 | 0 | 0 | 0 | 0 | 0 | 0 | 0 | 0 | 0 | 0 | 330569.5265 | 0 | 0 | 0 | 0 | 0 | 0 | 0 | 0 | 0 | 0 | 0 | 0 | 0 | 0 | 0
FY34 - Allowance | 18 | 200000 | 0 | 0 | 0 | 260442.1548 | 0 | 0 | 0 | 0 | 0 | 0 | 0 | 0 | 0 | 0 | 0 | 0 | 0 | 0 | 0 | 0 | 0 | 260442.1548 | 0 | 0 | 0 | 0 | 0 | 0 | 0 | 0 | 0 | 0 | 0 | 0 | 0 | 0 | 0 | 0 | 0 | 0 | 0 | 0 | 0 | 0 | 0 | 0 | 0 | 0 | 0 | 0 | 0 | 0 | 0 | 0 | 0 | 0 | 0 | 0 | 0 | 0 | 0 | 0 | 0 | 0 | 0 | 0 | 0 | 0 | 0 | 0 | 0 | 0 | 0 | 0 | 0 | 0 | 0 | 0 | 0 | 0 | 0 | 0 | 0 | 0 | 0 | 0 | 0 | 0 | 0 | 0 | 0 | 0 | 340486.6122 | 0 | 0 | 0 | 0 | 0 | 0 | 0 | 0 | 0 | 0 | 0
FY35 - Allowance | 19 | 200000 | 0 | 0 | 0 | 264291.0536 | 0 | 0 | 0 | 0 | 0 | 0 | 0 | 0 | 0 | 0 | 0 | 0 | 0 | 0 | 0 | 0 | 0 | 0 | 264291.0536 | 0 | 0 | 0 | 0 | 0 | 0 | 0 | 0 | 0 | 0 | 0 | 0 | 0 | 0 | 0 | 0 | 0 | 0 | 0 | 0 | 0 | 0 | 0 | 0 | 0 | 0 | 0 | 0 | 0 | 0 | 0 | 0 | 0 | 0 | 0 | 0 | 0 | 0 | 0 | 0 | 0 | 0 | 0 | 0 | 0 | 0 | 0 | 0 | 0 | 0 | 0 | 0 | 0 | 0 | 0 | 0 | 0 | 0 | 0 | 0 | 0 | 0 | 0 | 0 | 0 | 0 | 0 | 0 | 0 | 0 | 0 | 0 | 0 | 350701.2106 | 0 | 0 | 0 | 0 | 0 | 0 | 0
FY36 - Allowance | 20 | 200000 | 0 | 0 | 0 | 268196.8328 | 0 | 0 | 0 | 0 | 0 | 0 | 0 | 0 | 0 | 0 | 0 | 0 | 0 | 0 | 0 | 0 | 0 | 0 | 0 | 268196.8328 | 0 | 0 | 0 | 0 | 0 | 0 | 0 | 0 | 0 | 0 | 0 | 0 | 0 | 0 | 0 | 0 | 0 | 0 | 0 | 0 | 0 | 0 | 0 | 0 | 0 | 0 | 0 | 0 | 0 | 0 | 0 | 0 | 0 | 0 | 0 | 0 | 0 | 0 | 0 | 0 | 0 | 0 | 0 | 0 | 0 | 0 | 0 | 0 | 0 | 0 | 0 | 0 | 0 | 0 | 0 | 0 | 0 | 0 | 0 | 0 | 0 | 0 | 0 | 0 | 0 | 0 | 0 | 0 | 0 | 0 | 0 | 0 | 0 | 0 | 0 | 0 | 361222.2469 | 0 | 0 | 0
Miscellaneous
Cedar Pond - Single EIR | 1 | 35000 | 0 | 0 | 0 | 34482.7586 | 34482.7586 | 0 | 0 | 0 | 0 | 0 | 0 | 0 | 0 | 0 | 0 | 0 | 0 | 0 | 0 | 0 | 0 | 0 | 0 | 0 | 35000 | 0 | 0 | 0 | 0 | 0 | 0 | 0 | 0 | 0 | 0 | 0 | 0 | 0 | 0 | 0 | 0 | 0 | 0 | 0 | 0 | 0 | 0 | 0 | 0 | 0 | 0 | 0 | 0 | 0 | 0 | 0 | 0 | 0 | 0 | 0 | 0 | 0 | 0 | 0 | 0 | 0 | 0 | 0 | 0 | 0 | 0 | 0 | 0 | 0 | 0 | 0 | 0 | 0 | 0 | 0 | 0 | 0 | 0 | 0 | 0 | 0 | 0 | 0 | 0 | 0 | 0 | 0 | 0 | 0 | 0 | 0 | 0 | 0 | 0 | 0 | 0 | 0 | 0 | 0
Nauset Estuary - Increased Monitoring | 1 | 14000 | 0 | 0 | 0 | 13793.1034 | 13793.1034 | 0 | 0 | 0 | 0 | 0 | 0 | 0 | 0 | 0 | 0 | 0 | 0 | 0 | 0 | 0 | 0 | 0 | 0 | 0 | 14000 | 0 | 0 | 0 | 0 | 0 | 0 | 0 | 0 | 0 | 0 | 0 | 0 | 0 | 0 | 0 | 0 | 0 | 0 | 0 | 0 | 0 | 0 | 0 | 0 | 0 | 0 | 0 | 0 | 0 | 0 | 0 | 0 | 0 | 0 | 0 | 0 | 0 | 0 | 0 | 0 | 0 | 0 | 0 | 0 | 0 | 0 | 0 | 0 | 0 | 0 | 0 | 0 | 0 | 0 | 0 | 0 | 0 | 0 | 0 | 0 | 0 | 0 | 0 | 0 | 0 | 0 | 0 | 0 | 0 | 0 | 0 | 0 | 0 | 0 | 0 | 0 | 0 | 0 | 0
Pond Nutrient Plan | 1 | 15000 | 0 | 0 | 0 | 14778.3251 | 14778.3251 | 0 | 0 | 0 | 0 | 0 | 0 | 0 | 0 | 0 | 0 | 0 | 0 | 0 | 0 | 0 | 0 | 0 | 0 | 0 | 15000 | 0 | 0 | 0 | 0 | 0 | 0 | 0 | 0 | 0 | 0 | 0 | 0 | 0 | 0 | 0 | 0 | 0 | 0 | 0 | 0 | 0 | 0 | 0 | 0 | 0 | 0 | 0 | 0 | 0 | 0 | 0 | 0 | 0 | 0 | 0 | 0 | 0 | 0 | 0 | 0 | 0 | 0 | 0 | 0 | 0 | 0 | 0 | 0 | 0 | 0 | 0 | 0 | 0 | 0 | 0 | 0 | 0 | 0 | 0 | 0 | 0 | 0 | 0 | 0 | 0 | 0 | 0 | 0 | 0 | 0 | 0 | 0 | 0 | 0 | 0 | 0 | 0 | 0 | 0
FY17 | 1 | 148500 | 0 | 0 | 0 | 146305.4187 | 146305.4187 | 0 | 0 | 0 | 0 | 0 | 0 | 0 | 0 | 0 | 0 | 0 | 0 | 0 | 0 | 0 | 0 | 0 | 0 | 0 | 148500 | 0 | 0 | 0 | 0 | 0 | 0 | 0 | 0 | 0 | 0 | 0 | 0 | 0 | 0 | 0 | 0 | 0 | 0 | 0 | 0 | 0 | 0 | 0 | 0 | 0 | 0 | 0 | 0 | 0 | 0 | 0 | 0 | 0 | 0 | 0 | 0 | 0 | 0 | 0 | 0 | 0 | 0 | 0 | 0 | 0 | 0 | 0 | 0 | 0 | 0 | 0 | 0 | 0 | 0 | 0 | 0 | 0 | 0 | 0 | 0 | 0 | 0 | 0 | 0 | 0 | 0 | 0 | 0 | 0 | 0 | 0 | 0 | 0 | 0 | 0 | 0 | 0 | 0 | 0
| 0 | 0 | 0 | 0 | 0 | 0 | 0 | 0 | 0 | 0 | 0 | 0 | 0 | 0 | 0 | 0 | 0 | 0 | 0 | 0 | 0 | 0 | 0 | 0 | 0 | 0 | 0 | 0 | 0 | 0 | 0 | 0 | 0 | 0 | 0 | 0 | 0 | 0 | 0 | 0 | 0 | 0 | 0 | 0 | 0 | 0 | 0 | 0 | 0 | 0 | 0 | 0 | 0 | 0 | 0 | 0 | 0 | 0 | 0 | 0 | 0 | 0 | 0 | 0 | 0 | 0 | 0 | 0 | 0 | 0 | 0 | 0 | 0 | 0 | 0 | 0 | 0 | 0 | 0 | 0 | 0 | 0 | 0 | 0 | 0 | 0 | 0 | 0 | 0 | 0 | 0 | 0 | 0 | 0 | 0 | 0 | 0 | 0 | 0 | 0 | 0 | 0 | 0 | 0 | 0 | 0
| 0 | 0 | 0 | 0 | 0 | 0 | 0 | 0 | 0 | 0 | 0 | 0 | 0 | 0 | 0 | 0 | 0 | 0 | 0 | 0 | 0 | 0 | 0 | 0 | 0 | 0 | 0 | 0 | 0 | 0 | 0 | 0 | 0 | 0 | 0 | 0 | 0 | 0 | 0 | 0 | 0 | 0 | 0 | 0 | 0 | 0 | 0 | 0 | 0 | 0 | 0 | 0 | 0 | 0 | 0 | 0 | 0 | 0 | 0 | 0 | 0 | 0 | 0 | 0 | 0 | 0 | 0 | 0 | 0 | 0 | 0 | 0 | 0 | 0 | 0 | 0 | 0 | 0 | 0 | 0 | 0 | 0 | 0 | 0 | 0 | 0 | 0 | 0 | 0 | 0 | 0 | 0 | 0 | 0 | 0 | 0 | 0 | 0 | 0 | 0 | 0 | 0 | 0 | 0 | 0 | 0
| 0 | 0 | 0 | 0 | 0 | 0 | 0 | 0 | 0 | 0 | 0 | 0 | 0 | 0 | 0 | 0 | 0 | 0 | 0 | 0 | 0 | 0 | 0 | 0 | 0 | 0 | 0 | 0 | 0 | 0 | 0 | 0 | 0 | 0 | 0 | 0 | 0 | 0 | 0 | 0 | 0 | 0 | 0 | 0 | 0 | 0 | 0 | 0 | 0 | 0 | 0 | 0 | 0 | 0 | 0 | 0 | 0 | 0 | 0 | 0 | 0 | 0 | 0 | 0 | 0 | 0 | 0 | 0 | 0 | 0 | 0 | 0 | 0 | 0 | 0 | 0 | 0 | 0 | 0 | 0 | 0 | 0 | 0 | 0 | 0 | 0 | 0 | 0 | 0 | 0 | 0 | 0 | 0 | 0 | 0 | 0 | 0 | 0 | 0 | 0 | 0 | 0 | 0 | 0 | 0 | 0
| 0 | 0 | 0 | 0 | 0 | 0 | 0 | 0 | 0 | 0 | 0 | 0 | 0 | 0 | 0 | 0 | 0 | 0 | 0 | 0 | 0 | 0 | 0 | 0 | 0 | 0 | 0 | 0 | 0 | 0 | 0 | 0 | 0 | 0 | 0 | 0 | 0 | 0 | 0 | 0 | 0 | 0 | 0 | 0 | 0 | 0 | 0 | 0 | 0 | 0 | 0 | 0 | 0 | 0 | 0 | 0 | 0 | 0 | 0 | 0 | 0 | 0 | 0 | 0 | 0 | 0 | 0 | 0 | 0 | 0 | 0 | 0 | 0 | 0 | 0 | 0 | 0 | 0 | 0 | 0 | 0 | 0 | 0 | 0 | 0 | 0 | 0 | 0 | 0 | 0 | 0 | 0 | 0 | 0 | 0 | 0 | 0 | 0 | 0 | 0 | 0 | 0 | 0 | 0 | 0 | 0
| 0 | 0 | 0 | 0 | 0 | 0 | 0 | 0 | 0 | 0 | 0 | 0 | 0 | 0 | 0 | 0 | 0 | 0 | 0 | 0 | 0 | 0 | 0 | 0 | 0 | 0 | 0 | 0 | 0 | 0 | 0 | 0 | 0 | 0 | 0 | 0 | 0 | 0 | 0 | 0 | 0 | 0 | 0 | 0 | 0 | 0 | 0 | 0 | 0 | 0 | 0 | 0 | 0 | 0 | 0 | 0 | 0 | 0 | 0 | 0 | 0 | 0 | 0 | 0 | 0 | 0 | 0 | 0 | 0 | 0 | 0 | 0 | 0 | 0 | 0 | 0 | 0 | 0 | 0 | 0 | 0 | 0 | 0 | 0 | 0 | 0 | 0 | 0 | 0 | 0 | 0 | 0 | 0 | 0 | 0 | 0 | 0 | 0 | 0 | 0 | 0 | 0 | 0 | 0 | 0 | 0
| 0 | 0 | 0 | 0 | 0 | 0 | 0 | 0 | 0 | 0 | 0 | 0 | 0 | 0 | 0 | 0 | 0 | 0 | 0 | 0 | 0 | 0 | 0 | 0 | 0 | 0 | 0 | 0 | 0 | 0 | 0 | 0 | 0 | 0 | 0 | 0 | 0 | 0 | 0 | 0 | 0 | 0 | 0 | 0 | 0 | 0 | 0 | 0 | 0 | 0 | 0 | 0 | 0 | 0 | 0 | 0 | 0 | 0 | 0 | 0 | 0 | 0 | 0 | 0 | 0 | 0 | 0 | 0 | 0 | 0 | 0 | 0 | 0 | 0 | 0 | 0 | 0 | 0 | 0 | 0 | 0 | 0 | 0 | 0 | 0 | 0 | 0 | 0 | 0 | 0 | 0 | 0 | 0 | 0 | 0 | 0 | 0 | 0 | 0 | 0 | 0 | 0 | 0 | 0 | 0 | 0
| Subtotals | 10647400 | 0 | 0 | 0 | [21 empty] | 679900 | 0 | 0 | 0 | 608426.15 | 0 | 0 | 0 | 884016.143 | 0 | 0 | 0 | 773449.6542 | 0 | 0 | 0 | 577086.6342 | 0 | 0 | 0 | 477620.9186 | 0 | 0 | 0 | 614936.9327 | 0 | 0 | 0 | 633385.0407 | 0 | 0 | 0 | 652386.5919 | 0 | 0 | 0 | 671958.1897 | 0 | 0 | 0 | 692116.9354 | 0 | 0 | 0 | 712880.4434 | 0 | 0 | 0 | 734266.8567 | 0 | 0 | 0 | 756294.8624 | 0 | 0 | 0 | 778983.7083 | 0 | 0 | 0 | 802353.2195 | 0 | 0 | 0 | 826423.8161 | 0 | 0 | 0 | 851216.5306 | 0 | 0 | 0 | 876753.0265 | 0 | 0 | 0 | 903055.6173 | 0 | 0 | 0
| Totals | 109360200 | 2469500 | 1922500 | 1794100 | [21 empty] | 2405325 | 0 | 0 | 0 | 5804146.7685 | 382136.18 | 0 | 172290.16 | 32612164.1332 | 393600.2654 | 23275.0851 | 469544.7919 | 3186315.4411 | 1373289.5745 | 942135.2871 | 658113.1389 | 8880329.2277 | 996917.7402 | 877541.4924 | 179716.4634 | 9794285.6054 | 1510834.3708 | 916793.3533 | 330036.0548 | 17152620.3452 | 1556159.4019 | 1468715.3701 | 1031987.1605 | 25631192.4418 | 1688984.5495 | 1809834.4153 | 1528484.7802 | 652386.5919 | 2256474.7441 | 2064281.6541 | 1600304.31 | 2092343.411 | 2324168.9864 | 2126210.1038 | 1648313.4393 | 692116.9354 | 2409535.8988 | 2189996.4069 | 1712712.5682 | 712880.4434 | 2481821.9757 | 2255696.2991 | 1764093.9453 | 734266.8567 | 2556276.635 | 2323367.1881 | 1817016.7637 | 7867886.7128 | 2632964.9341 | 2393068.2037 | 1871527.2666 | 10516280.0621 | 3179344.1071 | 2581707.806 | 1927673.0846 | 802353.2195 | 3362983.2844 | 2659159.0402 | 1985503.2771 | 826423.8161 | 3463872.783 | 2738933.8114 | 2045068.3754 | 851216.5306 | 3567788.9664 | 2821101.8258 | 2106420.4267 | 876753.0265 | 3674822.6354 | 2905734.8806 | 2169613.0395 | 903055.6173 | 3785067.3145 | 2992906.927 | 2234701.4307
Engineering News Record (ENR) = 10182 (Feb. 2016) |  | Inflation Rate | 3% | Interest Rate | 1.5% | 207549651.8504 | [24 empty] | 11608293.537 | 764272.36 | 0 | 344580.32 | 65224328.2665 | 787200.5308 | 46550.1702 | 939089.5838 | 6372630.8822 | 2746579.149 | 1884270.5743 | 1316226.2779 | 17760658.4553 | 1993835.4804 | 1755082.9848 | 359432.9267 | 19588571.2108 | 3021668.7416 | 1833586.7065 | 660072.1095 | 34224007.5216 | 3112318.8038 | 2937430.7402 | 2063974.321 | 51262384.8835 | 3377969.099 | 3619668.8306 | 3056969.5604 | 1304773.1838 | 4512949.4882 | 4128563.3083 | 3200608.6199 | 2764301.6007 | 4648337.9729 | 4252420.2075 | 3296626.8785 | 1384233.8707 | 4803429.9548 | 4379992.8137 | 3410475.4107 | 1425760.8868 | 4947532.8534 | 4511392.5982 | 3512789.673 | 1468533.7135 | 5095958.839 | 4646734.3761 | 3618173.3632 | 15735773.4256 | 5248837.6042 | 4786136.4074 | 3726718.5641 | 21032560.1241 | 6341083.1823 | 5163415.6121 | 3838520.121 | 1604706.4391 | 6707833.3861 | 5318318.0805 | 3953675.7247 | 1652847.6323 | 6909068.3877 | 5477867.6229 | 4072285.9964 | 1702433.0612 | 7116340.4393 | 5642203.6516 | 4194454.5763 | 1753506.0531 | 7329830.6525 | 5811469.7611 | 4320288.2136 | 1806111.2347 | 7549725.572 | 5985813.8539 | 4449896.86

## Phasing - Chart
Town of Orleans, MA
Water Quality and Wastewater Planning
Program Cost Expenditures Over 20-Years
| Year | Capital Cost | Annual O&M Cost | Replacement Cost | Annual Monitoring Cost | Total
| 1 | 2405325 | 0 | 0 | 0 | 2405325
| 2 | 11608293.537 | 764272.36 | 0 | 344580.32 | 12717146.217
| 3 | 65224328.2665 | 787200.5308 | 46550.1702 | 939089.5838 | 66997168.5513
| 4 | 6372630.8822 | 2746579.149 | 1884270.5743 | 1316226.2779 | 12319706.8834
| 5 | 17760658.4553 | 1993835.4804 | 1755082.9848 | 359432.9267 | 21869009.8472
| 6 | 19588571.2108 | 3021668.7416 | 1833586.7065 | 660072.1095 | 25103898.7685
| 7 | 34224007.5216 | 3112318.8038 | 2937430.7402 | 2063974.321 | 42337731.3866
| 8 | 51262384.8835 | 3377969.099 | 3619668.8306 | 3056969.5604 | 61316992.3735
| 9 | 1304773.1838 | 4512949.4882 | 4128563.3083 | 3200608.6199 | 13146894.6003
| 10 | 2764301.6007 | 4648337.9729 | 4252420.2075 | 3296626.8785 | 14961686.6596
| 11 | 1384233.8707 | 4803429.9548 | 4379992.8137 | 3410475.4107 | 13978132.05
| 12 | 1425760.8868 | 4947532.8534 | 4511392.5982 | 3512789.673 | 14397476.0115
| 13 | 1468533.7135 | 5095958.839 | 4646734.3761 | 3618173.3632 | 14829400.2918
| 14 | 15735773.4256 | 5248837.6042 | 4786136.4074 | 3726718.5641 | 29497466.0013
| 15 | 21032560.1241 | 6341083.1823 | 5163415.6121 | 3838520.121 | 36375579.0395
| 16 | 1604706.4391 | 6707833.3861 | 5318318.0805 | 3953675.7247 | 17584533.6303
| 17 | 1652847.6323 | 6909068.3877 | 5477867.6229 | 4072285.9964 | 18112069.6392
| 18 | 1702433.0612 | 7116340.4393 | 5642203.6516 | 4194454.5763 | 18655431.7284
| 19 | 1753506.0531 | 7329830.6525 | 5811469.7611 | 4320288.2136 | 19215094.6802
| 20 | 1806111.2347 | 7549725.572 | 5985813.8539 | 4449896.86 | 19791547.5206

## Phasing - Pie
Town of Orleans, MA |  |  |  |  | Town of Orleans, MA
Water Quality and Wastewater Planning |  |  |  |  | Water Quality and Wastewater Planning
Program Cost Expenditures Over 20-Years |  |  |  |  | Non-Traditional Technologies Cost Expenditures Over 20-Years
| Capital Cost | Annual O&M Cost | Replacement Cost | Annual Monitoring Cost |  | Capital Cost | Annual O&M Cost | Replacement Cost | Annual Monitoring Cost
| 132994342.1864 | 43597044.3473 | 36090459.1499 | 27253120.4765 |  | 28608632.3706 | 10077212.6822 | 26767884.7785 | 25750122.7938
Town of Orleans, MA |  |  |  |  | Town of Orleans, MA
Water Quality and Wastewater Planning |  |  |  |  | Water Quality and Wastewater Planning
Traditional Technologies Cost Expenditures Over 20-Years |  |  |  |  | Other Program Components Cost Expenditures Over 20-Years
| Capital Cost | Annual O&M Cost | Replacement Cost | Annual Monitoring Cost |  | Capital Cost | Annual O&M Cost | Replacement Cost | Annual Monitoring Cost
| 88376580.1542 | 33340515.4677 | 9322574.3714 | 1331615.8303 |  | 14507511.2714 | 0 | 0 | 0

## Collection - Downtown
Town of Orleans, MA | [5 empty] | Town of Orleans, MA
FY 2016 Water Quality and Wastewater Planning | [5 empty] | FY 2016 Water Quality and Wastewater Planning
Estimated Capital Costs | [5 empty] | Collection System Unit Costs
Collection System - Downtown Area | [5 empty] | Lookup Table
Components | Quantity | Unit | Unit Cost | Extended Total | Remarks/Notes | Description | Unit | Unit Cost |  | 0.78
Mobilization and Demobilization | 1 | LS | 540790 | 540800 | 5% of Other Items | Custom Pump Station | Each | 585000 | 750000 | 585000
Gravity Sewer | 34000 | L.F. | 125 | 4250000 |  | Force Main | L.F. | 120 | 150 | 117
Low Pressure Sewer | 1500 | L.F. | 100 | 150000 |  | Gravity Sewer | L.F. | 125 | 160 | 124.8
Custom Pump Station | 4 | Each | 585000 | 2340000 |  | Gravity Sewer - Private Property | Each | 7800 | 10000 | 7800 | 75 LF at $100/lf plus $2,500 System Abandonment/Site Restoration
Force Main | 11000 | L.F. | 120 | 1320000 |  | Low Pressure Sewer | L.F. | 100 | 125 | 97.5
Gravity Sewer - Private Property | 341 | Each | 7800 | 2659800 |  | Low Pressure Sewer - Private Property | Each | 12000 | 15000 | 11700 | Based on Marion, MA Bid Costs
Low Pressure Sewer - Private Property | 8 | Each | 12000 | 96000 |  | STEG - Private Property | Each | 7800 | 10000 | 7800 | 75 LF at $100/lf plus $2,500 System Abandonment/Site Restoration
| 0 |  | 0 | 0 |  | STEG Sewer | L.F. | 125 | 160 | 124.8
| 0 |  | 0 | 0 |  | STEP - Private Property | Each | 10750 | 13625 | 10627.5 | 75 LF at $75/lf plus $2,500 System Abandonment/Site Restoration plus $2,500 for existing tank pumpout/cleaning/testing plus $3,500 ($2,500 for pump and $1,000 for new septic tank/pump with 25% tank replacment)
| 0 |  | 0 | 0 |  | STEP Force Main | L.F. | 100 | 125 | 97.5
| 0 |  | 0 | 0 |  | Submersible Pump Station | Each | 275000 | 350000 | 273000
| 0 |  | 0 | 0 |  | Vacuum Pump Station | Each | 860000 | 1100000 | 858000
| 0 |  | 0 | 0 |  | Vacuum Sewer | L.F. | 110 | 140 | 109.2
| 0 |  | 0 | 0 |  | Vacuum Sewer - Private Property | Each | 10250 | 13125 | 10237.5 | 75 LF at $75/lf plus $2,500 System Abandonment/Site Restoration plus $5,000 for valve vault
| 0 |  | 0 | 0 |  | Wet Pit /Dry Pit Pump Station | Each | 470000 | 600000 | 468000
|  | Subtotal |  | 11356600
|  | Overhead and Profit | 22% | 2498500
|  | Subtotal |  | 13855100
|  | Contingency | 25% | 3463800
|  | Construction Total |  | 17318900
Town Administration and Engineering
|  | Town Administration | 5% | 1665900 | Includes land Purchase
|  | Engineering - Planning/Consultation | 5% | 865900
|  | Engineering - Design | 10% | 1731900
|  | Engineering - Construction | 15% | 2597800
|  | Total Estimated Project Cost |  | 24180400 | Engineering News Record (ENR) = 10182 (Feb. 2016)
Town of Orleans, MA
FY 2016 Water Quality and Wastewater Planning
Estimated Annual Operation and Maintenance Costs
Collection System - Downtown Area
Components | Quantity | Unit | Unit Cost | Extended Total | Remarks/Notes
Operations | 1040 | Hrs. | 65 | 67600 | 1/2 Operator
Utilities, Chemicals, etc. | 4 | Ea. | 30000 | 120000 | Pumping Stations
Clean and TV | 8500 | L.F. | 5 | 42500 | 25% of System per Year
Low Pressure Sewer Pumps | 8 | Ea. | 75 | 600 | Based on E-One Data
| 0 |  | 0 | 0
| 0 |  | 0 | 0
| 0 |  | 0 | 0
| 0 |  | 0 | 0
| 0 |  | 0 | 0
| 0 |  | 0 | 0
|  | Subtotal |  | 230700
|  | Contingency | 10% | 23100
|  | Subtotal |  | 253800
Town Administration and Engineering
|  | Town Administration | 3% | 7600
|  | Engineering - Planning/Consultation | 0% | 0
|  | Engineering - Design | 0% | 0
|  | Engineering - Construction | 0% | 0
|  | Total Estimated Annual Operation and Maintenance Costs |  | 261400 | Engineering News Record (ENR) = 10182 (Feb. 2016)
Town of Orleans, MA
FY 2016 Water Quality and Wastewater Planning
Estimated Replacement Costs
Collection System - Downtown Area
Components | Quantity | Unit | Unit Cost | Extended Total | Remarks/Notes
Mobilization and Demobilization | 1 | LS | 1015 | 1000 | 5% of Other Items
Allowance | 1 | L.S. | 17842.5 | 17800 | Based on 0.5% of Each P.S. Project Cost per Year
Low Pressure Sewer Pump Replacement | 1 | Ea. | 2500 | 2500 | Based on 2.5% of Total Number Installed
| 0 |  | 0 | 0
| 0 |  | 0 | 0
| 0 |  | 0 | 0
| 0 |  | 0 | 0
| 0 |  | 0 | 0
| 0 |  | 0 | 0
| 0 |  | 0 | 0
|  | Subtotal |  | 21300
|  | Overhead and Profit | 22% | 4700
|  | Subtotal |  | 26000
|  | Contingency | 30% | 7800
|  | Construction Total |  | 33800
Town Administration and Engineering
|  | Town Administration | 3% | 1000
|  | Engineering - Planning/Consultation | 0% | 0
|  | Engineering - Design | 10% | 3400
|  | Engineering - Construction | 15% | 5100
|  | Total Estimated Replacement Cost |  | 43300 | Engineering News Record (ENR) = 10182 (Feb. 2016)
Town of Orleans, MA
FY 2016 Water Quality and Wastewater Planning
Estimated Annual Monitoring Costs
Collection System - Downtown Area
Components | Quantity | Unit | Unit Cost | Extended Total | Remarks/Notes
Allowance | 4 | Ea. | 2500 | 10000 | Pumping Stations
| 0 |  | 0 | 0
| 0 |  | 0 | 0
| 0 |  | 0 | 0
| 0 |  | 0 | 0
| 0 |  | 0 | 0
| 0 |  | 0 | 0
| 0 |  | 0 | 0
| 0 |  | 0 | 0
| 0 |  | 0 | 0
|  | Subtotal |  | 10000
|  | Contingency | 10% | 1000
|  | Subtotal |  | 11000
Town Administration and Engineering
|  | Town Administration | 5% | 600
|  | Engineering - Planning/Consultation | 3% | 300
|  | Engineering - Design | 0% | 0
|  | Engineering - Construction | 0% | 0
|  | Total Estimated Annual Monitoring Costs |  | 11900 | Engineering News Record (ENR) = 10182 (Feb. 2016)

## System Comparison - Downtown
Town of Orleans, MA
FY 2016 Water Quality and Wastewater Planning
Collection System Comparison for Downtown Area
Description | Unit | Unit Cost | Single System | [9 empty] | Hybrid System
|  |  | GS |  | STEG |  | LPS |  | VS |  | STEP |  | Hybrid (GS and LPS) |  | Hybrid (GS and STEP) 25% Tank Replacement |  | Hybrid (GS and STEP) 50% Tank Replacement |  | Hybrid (GS and STEP) 75% Tank Replacement |  | Hybrid (GS and STEP) 100% Tank Replacement
3.55
Gravity Sewer | L.F. | 125 | 35500 | 4437500 | [8 empty] | 34000 | 4250000 | 34000 | 4250000 | 34000 | 4250000 | 34000 | 4250000 | 34000 | 4250000
Force Main | L.F. | 120 | 15000 | 1800000 | 15000 | 1800000 | 2000 | 240000 | 15000 | 1800000 | 2000 | 240000 | 11000 | 1320000 | 11000 | 1320000 | 11000 | 1320000 | 11000 | 1320000 | 11000 | 1320000
Low Pressure Sewer | L.F. | 100 |  |  |  |  | 35500 | 3550000 |  |  |  |  | 1500 | 150000
Vacuum Sewer | L.F. | 110 | [6 empty] | 35500 | 3905000
STEP Force Main | L.F. | 100 | [8 empty] | 35500 | 3550000 |  |  | 1500 | 150000 | 1500 | 150000 | 1500 | 150000 | 1500 | 150000
STEG Sewer | L.F. | 125 |  |  | 35500 | 4437500
Submersible Pump Station | Each | 275000 | 2 | 550000 | 2 | 550000
Wet Pit /Dry Pit Pump Station | Each | 470000
Custom Pump Station | Each | 585000 | 4 | 2340000 | 4 | 2340000 | 1 | 585000 |  |  | 1 | 585000 | 4 | 2340000 | 4 | 2340000 | 4 | 2340000 | 4 | 2340000 | 4 | 2340000
Vacuum Pump Station | Each | 860000 | [6 empty] | 4 | 3440000
Gravity Sewer - Private Property | Each | 7800 | 349 | 2722200 | [8 empty] | 341 | 2659800 | 341 | 2659800 | 341 | 2659800 | 341 | 2659800 | 341 | 2659800
Low Pressure Sewer - Private Property | Each | 12000 |  |  |  |  | 349 | 4188000 |  |  |  |  | 8 | 96000 | [8 empty] | 25% | 50% | 75% | 100%
Vacuum Sewer - Private Property | Each | 10250 | [6 empty] | 349 | 3577250 | [12 empty] | 5625 | 5625 | 5625 | 5625
STEP - Private Property | Each | 10750 | [8 empty] | 349 | 4537000 |  |  | 8 | 86000 | 8 | 92000 | 8 | 97600 | 8 | 104000 | 2500 | 2500 | 2500 | 2500
STEG - Private Property | Each | 7800 |  |  | 349 | 3507450 | [16 empty] | 2000 | 2000 | 2000 | 2000
[23 empty] | 3500 | 4500 | 5500 | 6500
| Subtotal |  |  | 11849700 |  | 12634950 |  | 8563000 |  | 12722250 |  | 8912000 |  | 10815800 |  | 10805800 |  | 10811800 |  | 10817400 |  | 10823800 | 13625 | 14625 | 15625 | 16625
| Mobilization and Demobilization | 5% |  | 592485 |  | 631747.5 |  | 428150 |  | 636112.5 |  | 445600 |  | 540790 |  | 540290 |  | 540590 |  | 540870 |  | 541190 | 10627.5 | 11407.5 | 12187.5 | 12967.5
| Subtotal |  |  | 12442185 |  | 13266697.5 |  | 8991150 |  | 13358362.5 |  | 9357600 |  | 11356590 |  | 11346090 |  | 11352390 |  | 11358270 |  | 11364990 | 10750 | 11500 | 12200 | 13000
| Overhead and Profit | 22% |  | 2737300 |  | 2918700 |  | 1978100 |  | 2938800 |  | 2058700 |  | 2498400 |  | 2496100 |  | 2497500 |  | 2498800 |  | 2500300 |  | 750 | 1450 | 2250
| Subtotal |  |  | 15179485 |  | 16185397.5 |  | 10969250 |  | 16297162.5 |  | 11416300 |  | 13854990 |  | 13842190 |  | 13849890 |  | 13857070 |  | 13865290
| Contingency | 25% |  | 3794900 |  | 4046300 |  | 2742300 |  | 4074300 |  | 2854100 |  | 3463700 |  | 3460500 |  | 3462500 |  | 3464300 |  | 3466300
| Construction Total |  |  | 18974385 |  | 20231697.5 |  | 13711550 |  | 20371462.5 |  | 14270400 |  | 17318690 |  | 17302690 |  | 17312390 |  | 17321370 |  | 17331590
Town Administration and Engineering
| Town Administration | 5% |  | 2148700 |  | 2211600 |  | 885600 |  | 1818600 |  | 913500 |  | 1665900 |  | 1665100 |  | 1665600 |  | 1666100 |  | 1666600
| Engineering - Planning/Consultation | 5% |  | 948700 |  | 1011600 |  | 685600 |  | 1018600 |  | 713500 |  | 865900 |  | 865100 |  | 865600 |  | 866100 |  | 866600
| Engineering - Design | 10% |  | 1897400 |  | 2023200 |  | 1371200 |  | 2037100 |  | 1427000 |  | 1731900 |  | 1730300 |  | 1731200 |  | 1732100 |  | 1733200
| Engineering - Construction | 15% |  | 2846200 |  | 3034800 |  | 2056700 |  | 3055700 |  | 2140600 |  | 2597800 |  | 2595400 |  | 2596900 |  | 2598200 |  | 2599700
| Total Estimated Project Cost |  |  | 26815385 |  | 28512897.5 |  | 18710650 |  | 28301462.5 |  | 19465000 |  | 24180190 |  | 24158590 |  | 24171690 |  | 24183870 |  | 24197690
Annual Operation and Maintenance Cost
Operations | Hrs. | 65 | 3640 | 236600 | 3640 | 236600 | 2340 | 152100 | 3120 | 202800 | 2340 | 152100 | 3120 | 202800 | 3120 | 202800 | 3120 | 202800 | 3120 | 202800 | 3120 | 202800
Utilities, Chemicals, etc. | Ea. | 40000 | 6 | 240000 | 6 | 240000 | 1 | 40000 | 4 | 160000 | 1 | 40000 | 4 | 160000 | 4 | 160000 | 4 | 160000 | 4 | 160000 | 4 | 160000
Clean and TV - GS | L.F. | 5 | 8875 | 44375 | 8875 | 44375 | 0 | 0 | 0 | 0 | 0 | 0 | 8500 | 42500 | 8500 | 42500 | 8500 | 42500 | 8500 | 42500 | 8500 | 42500
Clean and TV - Pressure Pipes | L.F. | 2 | 15000 | 75000 | 15000 | 75000 | 37500 | 187500 | 50500 | 252500 | 37500 | 187500 | 12500 | 62500 | 12500 | 62500 | 12500 | 62500 | 12500 | 62500 | 12500 | 62500
Private Property - Pumps/Valves | Ea. | 75 | 0 | 0 | 0 | 0 | 349 | 26175 | 349 | 26175 | 349 | 26175 | 8 | 600 | 8 | 600 | 8 | 600 | 8 | 600 | 8 | 600
On-Site System Pump Out | Ea. | 100 | 0 | 0 | 349 | 34900 | 0 | 0 | 0 | 0 | 349 | 34900 | 0 | 0 | 8 | 800 | 8 | 800 | 8 | 800 | 8 | 800
Annual Replacement Costs
Allowance - Pump Stations | Ea. | 33397.5 | 6 | 200385 | 6 | 200385 | 1 | 33397.5 | 4 | 133590 | 1 | 33397.5 | 4 | 133590 | 4 | 133590 | 4 | 133590 | 4 | 133590 | 4 | 133590
Private Property - Pumps/Valves | Ea. | 2500 | 0 | 0 | 0 | 0 | 17.45 | 43625 | 17.45 | 43625 | 17.45 | 43625 | 0.4 | 1000 | 0.4 | 1000 | 0.4 | 1000 | 0.4 | 1000 | 0.4 | 1000
Annual Monitoring Costs
Allowance | Ea. | 2500 | 6 | 15000 | 6 | 15000 | 1 | 2500 | 4 | 10000 | 1 | 2500 | 4 | 10000 | 4 | 10000 | 4 | 10000 | 4 | 10000 | 4 | 10000
Private Property - Pumps/Valves | Ea. | 520 | 0 | 0 | 0 | 0 | 349 | 181480 | 349 | 181480 | 349 | 181480 | 8 | 4160 | 8 | 4160 | 8 | 4160 | 8 | 4160 | 8 | 4160
| Total Estimated Annual Cost |  |  | 811360 |  | 846260 |  | 666777.5 |  | 1010170 |  | 701677.5 |  | 617150 |  | 617950 |  | 617950 |  | 617950 |  | 617950
| Estimated Present Value |  |  | #REF! |  | #REF! |  | #REF! |  | #REF! |  | #REF! |  | #REF! |  | #REF! |  | #REF! |  | #REF! |  | #REF!
| #REF! | #REF! | [11 empty] | Difference |  | #REF! |  | #REF! |  | #REF! |  | #REF!
| #REF! | #REF!
| Land Purchase per Acre | 200000

## WWTF - Downtown
Town of Orleans, MA
FY 2016 Water Quality and Wastewater Planning
Estimated Capital Costs
Wastewater Treatment Facility - Downtown Area (Overland Way)
Components | Quantity | Unit | Unit Cost | Extended Total | Remarks/Notes
Mobilization and Demobilization | 1 | LS | 382550 | 382600 | 5% of Other Items
MBR Modules | 1 | Allow. | 4500000 | 4500000 | Five trains full buildout @ $800K/ea, $500K pad and install
Storage Tank Rehab w/mixing | 1 | Allow. | 250000 | 250000 | Assume some relining work may be necessary
Intermediate and effluent pumping | 1 | Allow. | 225000 | 225000
Admin/sludge Bldg Rehab | 1 | Allow. | 1000000 | 1000000
Septic Receiving Station | 1 | Allow. | 210000 | 210000 | Pkg at $160K, $50K for install
Screw Press | 1 | Allow. | 150000 | 150000 | Press at $100K, $50K for install
Odor Control | 1 | Allow. | 300000 | 300000
Plant Water | 1 | Allow. | 133000 | 133000
Yard Piping | 1 | Allow. | 133000 | 133000
Electrical | 1 | Allow. | 500000 | 500000 | 10% of equipment cost
SCADA | 1 | Allow. | 250000 | 250000
| 0 |  | 0 | 0
| 0 |  | 0 | 0
| 0 |  | 0 | 0
|  | Subtotal |  | 8033600
|  | Overhead and Profit | 22% | 1767400
|  | Subtotal |  | 9801000
|  | Contingency | 25% | 2450300
|  | Construction Total |  | 12251300
Town Administration and Engineering
|  | Town Administration | 5% | 612600
|  | Engineering - Planning/Consultation | 5% | 612600
|  | Engineering - Design | 10% | 1225100
|  | Engineering - Construction | 15% | 1837700
|  | Total Estimated Project Cost |  | 16539300 | Engineering News Record (ENR) = 10182 (Feb. 2016)
Town of Orleans, MA
FY 2016 Water Quality and Wastewater Planning
Estimated Annual Operation and Maintenance Costs
Wastewater Treatment Facility - Downtown Area (Overland Way)
Components | Quantity | Unit | Unit Cost | Extended Total | Remarks/Notes
Operations | 7280 | Hrs. | 65 | 473200 | Three O&M technicians, one half-time admin support.
Heat | 1 | Allow. | 25000 | 25000 | Based on Tri-town heat expense. Assume similar.
Electricity | 1 | Allow. | 99562.9934 | 99600
Chems | 1 | Allow. | 54698.1 | 54700 | Based on Ptown, plus dewatering polymer
Sludge Hauling/Disposal | 1 | Allow. | 88280.5452 | 88300
Routine Maintenance | 1 | Allow. | 50000 | 50000
General Office Supplies and expenses | 1 | Allow. | 50000 | 50000
| 0 |  | 0 | 0
| 0 |  | 0 | 0
| 0 |  | 0 | 0
|  | Subtotal |  | 840800
|  | Contingency | 10% | 84100
|  | Subtotal |  | 924900
Town Administration and Engineering
|  | Town Administration | 3% | 27700
|  | Engineering - Planning/Consultation | 0% | 0
|  | Engineering - Design | 0% | 0
|  | Engineering - Construction | 0% | 0
|  | Total Estimated Annual Operation and Maintenance Costs |  | 952600 | Engineering News Record (ENR) = 10182 (Feb. 2016)
Town of Orleans, MA
FY 2016 Water Quality and Wastewater Planning
Estimated Replacement Costs
Wastewater Treatment Facility - Downtown Area (Overland Way)
Components | Quantity | Unit | Unit Cost | Extended Total | Remarks/Notes
Mobilization and Demobilization | 1 | LS | 6250 | 6300 | 5% of Other Items
Allowance | 1 | Ea. | 125000 | 125000 | Based on 2.5% of Replacement Asset Value
| 0 |  | 0 | 0
| 0 |  | 0 | 0
| 0 |  | 0 | 0
| 0 |  | 0 | 0
| 0 |  | 0 | 0
| 0 |  | 0 | 0
| 0 |  | 0 | 0
| 0 |  | 0 | 0
|  | Subtotal |  | 131300
|  | Overhead and Profit | 22% | 28900
|  | Subtotal |  | 160200
|  | Contingency | 30% | 48100
|  | Construction Total |  | 208300
Town Administration and Engineering
|  | Town Administration | 3% | 6200
|  | Engineering - Planning/Consultation | 0% | 0
|  | Engineering - Design | 10% | 20800
|  | Engineering - Construction | 15% | 31200
|  | Total Estimated Replacement Cost |  | 266500 | Engineering News Record (ENR) = 10182 (Feb. 2016)
Town of Orleans, MA
FY 2016 Water Quality and Wastewater Planning
Estimated Annual Monitoring Costs
Wastewater Treatment Facility - Downtown Area (Overland Way)
Components | Quantity | Unit | Unit Cost | Extended Total | Remarks/Notes
Sampling per GWDP - Daily | 0 | Hrs. | 65 | 0 | Included in O&M Staffing
Analysis per GWDP - Daily | 365 | Ea. | 0 | 0 | Flow; and pH
Sampling per GWDP - Weekly | 0 | Hrs. | 65 | 0 | Included in O&M Staffing
Analysis per GWDP - Weekly | 52 | Ea. | 45 | 2300 | TSS; and BOD
Sampling per GWDP - Monthly | 0 | Hrs. | 65 | 0 | Included in O&M Staffing
Analysis per GWDP - Monthly | 12 | Ea. | 500 | 6000 | Oil and Grease; Total Nitrogen (NO2+NO3+TKN); Nitrate Nitrogen; Total Phosphorous; and Orthophosphate
Sampling per GWDP - Quarterly | 0 | Hrs. | 65 | 0 | Included in O&M Staffing
Analysis per GWDP - Quarterly | 4 | Ea. | 175 | 700 | Total Phosphorous; and Orthophosphate; and Volatile Organic Compounds
Miscellaneous Coordination, Calibration, etc. | 80 | Hrs. | 65 | 5200
| 0 |  | 0 | 0
|  | Subtotal |  | 14200
|  | Contingency | 10% | 1400
|  | Subtotal |  | 15600
Town Administration and Engineering
|  | Town Administration | 5% | 800
|  | Engineering - Planning/Consultation | 3% | 500
|  | Engineering - Design | 0% | 0
|  | Engineering - Construction | 0% | 0
|  | Total Estimated Annual Monitoring Costs |  | 16900 | Engineering News Record (ENR) = 10182 (Feb. 2016)

## Effluent Disposal - Downtown
Town of Orleans, MA
FY 2016 Water Quality and Wastewater Planning
Estimated Capital Costs
Effluent Disposal - Downtown Area (Overland Way - Parcel 1/1A)
Components | Quantity | Unit | Unit Cost | Extended Total | Remarks/Notes
Mobilization and Demobilization | 1 | LS | 62500 | 62500 | 5% of Other Items
Effluent Disposal - Subsuface | 1 | L.S. | 1250000 | 1250000 | Based on Fruit Street WWTF As-Bid Costs
| 0 |  | 0 | 0
| 0 |  | 0 | 0
| 0 |  | 0 | 0
| 0 |  | 0 | 0
| 0 |  | 0 | 0
| 0 |  | 0 | 0
| 0 |  | 0 | 0
| 0 |  | 0 | 0
| 0 |  | 0 | 0
| 0 |  | 0 | 0
| 0 |  | 0 | 0
| 0 |  | 0 | 0
| 0 |  | 0 | 0
|  | Subtotal |  | 1312500
|  | Overhead and Profit | 22% | 288800
|  | Subtotal |  | 1601300
|  | Contingency | 25% | 400300
|  | Construction Total |  | 2001600
Town Administration and Engineering
|  | Town Administration | 5% | 300100 | Includes Land Purchase
|  | Engineering - Planning/Consultation | 5% | 100100
|  | Engineering - Design | 10% | 200200
|  | Engineering - Construction | 15% | 300200
|  | Total Estimated Project Cost |  | 2902200 | Engineering News Record (ENR) = 10182 (Feb. 2016)
Town of Orleans, MA
FY 2016 Water Quality and Wastewater Planning
Estimated Annual Operation and Maintenance Costs
Effluent Disposal - Downtown Area (Overland Way - Parcel 1/1A)
Components | Quantity | Unit | Unit Cost | Extended Total | Remarks/Notes
Allowance for Miscellaneous Maintenance | 1 | Allow. | 10000 | 10000
| 0 |  | 0 | 0
| 0 |  | 0 | 0
| 0 |  | 0 | 0
| 0 |  | 0 | 0
| 0 |  | 0 | 0
| 0 |  | 0 | 0
| 0 |  | 0 | 0
| 0 |  | 0 | 0
| 0 |  | 0 | 0
|  | Subtotal |  | 10000
|  | Contingency | 10% | 1000
|  | Subtotal |  | 11000
Town Administration and Engineering
|  | Town Administration | 3% | 300
|  | Engineering - Planning/Consultation | 0% | 0
|  | Engineering - Design | 0% | 0
|  | Engineering - Construction | 0% | 0
|  | Total Estimated Annual Operation and Maintenance Costs |  | 11300 | Engineering News Record (ENR) = 10182 (Feb. 2016)
Town of Orleans, MA
FY 2016 Water Quality and Wastewater Planning
Estimated Replacement Costs
Effluent Disposal - Downtown Area (Overland Way - Parcel 1/1A)
Components | Quantity | Unit | Unit Cost | Extended Total | Remarks/Notes
Mobilization and Demobilization | 1 | LS | 0 | 0 | 5% of Other Items
| 0 |  | 0 | 0 | No replacement costs over 20 year planning period
| 0 |  | 0 | 0
| 0 |  | 0 | 0
| 0 |  | 0 | 0
| 0 |  | 0 | 0
| 0 |  | 0 | 0
| 0 |  | 0 | 0
| 0 |  | 0 | 0
| 0 |  | 0 | 0
|  | Subtotal |  | 0
|  | Overhead and Profit | 22% | 0
|  | Subtotal |  | 0
|  | Contingency | 30% | 0
|  | Construction Total |  | 0
Town Administration and Engineering
|  | Town Administration | 3% | 0
|  | Engineering - Planning/Consultation | 0% | 0
|  | Engineering - Design | 10% | 0
|  | Engineering - Construction | 15% | 0
|  | Total Estimated Replacement Cost |  | 0 | Engineering News Record (ENR) = 10182 (Feb. 2016)
Town of Orleans, MA
FY 2016 Water Quality and Wastewater Planning
Estimated Annual Monitoring Costs
Effluent Disposal - Downtown Area (Overland Way - Parcel 1/1A)
Components | Quantity | Unit | Unit Cost | Extended Total | Remarks/Notes
Sampling per GWDP - Quarterly (6 wells) | 12 | Hrs. | 65 | 800
Analysis per GWDP - Quarterly (6 wells) | 24 | Ea. | 200 | 4800 | Static Water Level; Specific Conductance: pH; Total Nitrogen (NO2+NO3+TKN); Nitrate Nitrogen; Total Phosphorous; and Orthophosphate
Sampling per GWDP - Annually (6 wells) | 4 | Hrs. | 65 | 300
Analysis per GWDP - Annually (6 wells) | 6 | Ea. | 100 | 600 | Volatile Organic Compounds
Miscellaneous Coordination, Calibration, etc. | 40 | Hrs. | 65 | 2600
| 0 |  | 0 | 0
| 0 |  | 0 | 0
| 0 |  | 0 | 0
| 0 |  | 0 | 0
| 0 |  | 0 | 0
|  | Subtotal |  | 9100
|  | Contingency | 10% | 900
|  | Subtotal |  | 10000
Town Administration and Engineering
|  | Town Administration | 5% | 500
|  | Engineering - Planning/Consultation | 3% | 300
|  | Engineering - Design | 0% | 0
|  | Engineering - Construction | 0% | 0
|  | Total Estimated Annual Monitoring Costs |  | 10800 | Engineering News Record (ENR) = 10182 (Feb. 2016)

## Collection - MP
Town of Orleans, MA | [5 empty] | Town of Orleans, MA
FY 2016 Water Quality and Wastewater Planning | [5 empty] | FY 2016 Water Quality and Wastewater Planning
Estimated Capital Costs | [5 empty] | Collection System Unit Costs
Collection System - Meetinghouse Pond | [5 empty] | Lookup Table
Components | Quantity | Unit | Unit Cost | Extended Total | Remarks/Notes | Description | Unit | Unit Cost |  | 0.78
Mobilization and Demobilization | 1 | LS | 485810 | 485800 | 5% of Other Items | Custom Pump Station | Each | 585000 | 750000 | 585000
Gravity Sewer | 15750 | L.F. | 125 | 1968800 |  | Force Main | L.F. | 120 | 150 | 117
Low Pressure Sewer | 20750 | L.F. | 100 | 2075000 |  | Gravity Sewer | L.F. | 125 | 160 | 124.8
Custom Pump Station | 1 | Each | 585000 | 585000 |  | Gravity Sewer - Private Property | Each | 7800 | 10000 | 7800
Force Main | 11250 | L.F. | 120 | 1350000 |  | Low Pressure Sewer | L.F. | 100 | 125 | 97.5
Gravity Sewer - Private Property | 173 | Each | 7800 | 1349400 |  | Low Pressure Sewer - Private Property | Each | 12000 | 15000 | 11700
Low Pressure Sewer - Private Property | 199 | Each | 12000 | 2388000 |  | STEG - Private Property | Each | 8000 | 10000 | 7800
| 0 |  | 0 | 0 |  | STEG Sewer | L.F. | 160 | 160 | 124.8
| 0 |  | 0 | 0 |  | STEP - Private Property | Each | 11000 | 13625 | 10627.5
| 0 |  | 0 | 0 |  | STEP Force Main | L.F. | 100 | 125 | 97.5
| 0 |  | 0 | 0 |  | Submersible Pump Station | Each | 275000 | 350000 | 273000
| 0 |  | 0 | 0 |  | Vacuum Pump Station | Each | 780000 | 1100000 | 858000
| 0 |  | 0 | 0 |  | Vacuum Sewer | L.F. | 100 | 140 | 109.2
| 0 |  | 0 | 0 |  | Vacuum Sewer - Private Property | Each | 10500 | 13125 | 10237.5
| 0 |  | 0 | 0 |  | Wet Pit /Dry Pit Pump Station | Each | 475000 | 600000 | 468000
|  | Subtotal |  | 10202000
|  | Overhead and Profit | 22% | 2244400
|  | Subtotal |  | 12446400
|  | Contingency | 25% | 3111600
|  | Construction Total |  | 15558000
Town Administration and Engineering
|  | Town Administration | 5% | 977900 | Includes Land Purchase
|  | Engineering - Planning/Consultation | 5% | 777900
|  | Engineering - Design | 10% | 1555800
|  | Engineering - Construction | 15% | 2333700
|  | Total Estimated Project Cost |  | 21203300 | Engineering News Record (ENR) = 10182 (Feb. 2016)
Town of Orleans, MA
FY 2016 Water Quality and Wastewater Planning
Estimated Annual Operation and Maintenance Costs
Collection System - Meetinghouse Pond
Components | Quantity | Unit | Unit Cost | Extended Total | Remarks/Notes
Operations | 1040 | Hrs. | 65 | 67600 | 1/2 Operator
Utilities, Chemicals, etc. | 1 | EA. | 40000 | 40000 | Pumping Stations
Clean and TV | 3937.5 | L.F. | 5 | 19700 | 25% of System per Year
Low Pressure Sewer Pumps | 199 | Ea. | 100 | 19900 | Based on E-One Data
| 0 |  | 0 | 0
| 0 |  | 0 | 0
| 0 |  | 0 | 0
| 0 |  | 0 | 0
| 0 |  | 0 | 0
| 0 |  | 0 | 0
|  | Subtotal |  | 147200
|  | Contingency | 10% | 14700
|  | Subtotal |  | 161900
Town Administration and Engineering
|  | Town Administration | 3% | 4900
|  | Engineering - Planning/Consultation | 0% | 0
|  | Engineering - Design | 0% | 0
|  | Engineering - Construction | 0% | 0
|  | Total Estimated Annual Operation and Maintenance Costs |  | 166800 | Engineering News Record (ENR) = 10182 (Feb. 2016)
Town of Orleans, MA
FY 2016 Water Quality and Wastewater Planning
Estimated Replacement Costs
Collection System - Meetinghouse Pond
Components | Quantity | Unit | Unit Cost | Extended Total | Remarks/Notes
Mobilization and Demobilization | 1 | LS | 845 | 800 | 5% of Other Items
Allowance | 1 | L.S. | 4460.625 | 4500 | Based on 0.5% of Each P.S. Project Cost per Year
Low Pressure Sewer Pump Replacement | 4.975 | Ea. | 2500 | 12400 | Based on 2.5% of Total Number Installed
| 0 |  | 0 | 0
| 0 |  | 0 | 0
| 0 |  | 0 | 0
| 0 |  | 0 | 0
| 0 |  | 0 | 0
| 0 |  | 0 | 0
| 0 |  | 0 | 0
|  | Subtotal |  | 17700
|  | Overhead and Profit | 22% | 3900
|  | Subtotal |  | 21600
|  | Contingency | 30% | 6500
|  | Construction Total |  | 28100
Town Administration and Engineering
|  | Town Administration | 3% | 800
|  | Engineering - Planning/Consultation | 0% | 0
|  | Engineering - Design | 10% | 2800
|  | Engineering - Construction | 15% | 4200
|  | Total Estimated Replacement Cost |  | 35900 | Engineering News Record (ENR) = 10182 (Feb. 2016)
Town of Orleans, MA
FY 2016 Water Quality and Wastewater Planning
Estimated Annual Monitoring Costs
Collection System - Meetinghouse Pond
Components | Quantity | Unit | Unit Cost | Extended Total | Remarks/Notes
Allowance | 1 | Ea. | 2500 | 2500 | Pumping Stations
| 0 |  | 0 | 0
| 0 |  | 0 | 0
| 0 |  | 0 | 0
| 0 |  | 0 | 0
| 0 |  | 0 | 0
| 0 |  | 0 | 0
| 0 |  | 0 | 0
| 0 |  | 0 | 0
| 0 |  | 0 | 0
|  | Subtotal |  | 2500
|  | Contingency | 10% | 300
|  | Subtotal |  | 2800
Town Administration and Engineering
|  | Town Administration | 5% | 100
|  | Engineering - Planning/Consultation | 3% | 100
|  | Engineering - Design | 0% | 0
|  | Engineering - Construction | 0% | 0
|  | Total Estimated Annual Monitoring Costs |  | 3000 | Engineering News Record (ENR) = 10182 (Feb. 2016)

## System Comparison - MP
Town of Orleans, MA
FY 2016 Water Quality and Wastewater Planning
Collection System Comparison for Meetinghouse Pond Area
Description | Unit | Unit Cost | Single System | [9 empty] | Hybrid System
|  |  | GS |  | STEG |  | LPS |  | VS |  | STEP |  | Hybrid (GS and LPS) |  | Hybrid (GS and STEP) 25% Tank Replacement |  | Hybrid (GS and STEP) 50% Tank Replacement |  | Hybrid (GS and STEP) 75% Tank Replacement |  | Hybrid (GS and STEP) 100% Tank Replacement
3.65
Gravity Sewer | L.F. | 125 | 36500 | 4562500 | [8 empty] | 15750 | 1968750 | 15750 | 1968750 | 15750 | 1968750 | 15750 | 1968750 | 15750 | 1968750
Force Main | L.F. | 120 | 26250 | 3150000 | 26250 | 3150000 | 11250 | 1350000 | 18000 | 2160000 | 11250 | 1350000 | 11250 | 1350000 | 11250 | 1350000 | 11250 | 1350000 | 11250 | 1350000 | 11250 | 1350000
Low Pressure Sewer | L.F. | 100 |  |  |  |  | 36500 | 3650000 |  |  |  |  | 20750 | 2075000
Vacuum Sewer | L.F. | 110 | [6 empty] | 36500 | 4015000
STEP Force Main | L.F. | 100 | [8 empty] | 36500 | 3650000 |  |  | 20750 | 2075000 | 20750 | 2075000 | 20750 | 2075000 | 20750 | 2075000
STEG Sewer | L.F. | 125 |  |  | 36500 | 4562500
Submersible Pump Station | Each | 275000 | 10 | 2750000 | 10 | 2750000
Wet Pit /Dry Pit Pump Station | Each | 470000
Custom Pump Station | Each | 585000 | 1 | 585000 | 1 | 585000 | 1 | 585000 |  |  | 1 | 585000 | 1 | 585000 | 1 | 585000 | 1 | 585000 | 1 | 585000 | 1 | 585000
Vacuum Pump Station | Each | 860000 | [6 empty] | 8 | 6880000
Gravity Sewer - Private Property | Each | 7800 | 372 | 2901600 | [8 empty] | 173 | 1349400 | 173 | 1349400 | 173 | 1349400 | 173 | 1349400 | 173 | 1349400
Low Pressure Sewer - Private Property | Each | 12000 |  |  |  |  | 372 | 4464000 |  |  |  |  | 199 | 2388000 | [8 empty] | 25% | 50% | 75% | 100%
Vacuum Sewer - Private Property | Each | 10250 | [6 empty] | 372 | 3813000 | [12 empty] | 5625 | 5625 | 5625 | 5625
STEP - Private Property | Each | 10750 | [8 empty] | 372 | 4836000 |  |  | 199 | 2139250 | 199 | 2288500 | 199 | 2427800 | 199 | 2587000 | 2500 | 2500 | 2500 | 2500
STEG - Private Property | Each | 7800 |  |  | 372 | 3738600 | [16 empty] | 2000 | 2000 | 2000 | 2000
[23 empty] | 3500 | 4500 | 5500 | 6500
| Subtotal |  |  | 13949100 |  | 14786100 |  | 10049000 |  | 16868000 |  | 10421000 |  | 9716150 |  | 9467400 |  | 9616650 |  | 9755950 |  | 9915150 | 13625 | 14625 | 15625 | 16625
| Mobilization and Demobilization | 5% |  | 697455 |  | 739305 |  | 502450 |  | 843400 |  | 521050 |  | 485807.5 |  | 473370 |  | 480832.5 |  | 487797.5 |  | 495757.5 | 10627.5 | 11407.5 | 12187.5 | 12967.5
| Subtotal |  |  | 14646555 |  | 15525405 |  | 10551450 |  | 17711400 |  | 10942050 |  | 10201957.5 |  | 9940770 |  | 10097482.5 |  | 10243747.5 |  | 10410907.5 | 10750 | 11500 | 12200 | 13000
| Overhead and Profit | 22% |  | 3222200 |  | 3415600 |  | 2321300 |  | 3896500 |  | 2407300 |  | 2244400 |  | 2187000 |  | 2221400 |  | 2253600 |  | 2290400 |  | 750 | 1450 | 2250
| Subtotal |  |  | 17868755 |  | 18941005 |  | 12872750 |  | 21607900 |  | 13349350 |  | 12446357.5 |  | 12127770 |  | 12318882.5 |  | 12497347.5 |  | 12701307.5
| Contingency | 25% |  | 4467200 |  | 4735300 |  | 3218200 |  | 5402000 |  | 3337300 |  | 3111600 |  | 3031900 |  | 3079700 |  | 3124300 |  | 3175300
| Construction Total |  |  | 22335955 |  | 23676305 |  | 16090950 |  | 27009900 |  | 16686650 |  | 15557957.5 |  | 15159670 |  | 15398582.5 |  | 15621647.5 |  | 15876607.5
Town Administration and Engineering
| Town Administration | 5% |  | 3316800 |  | 3383800 |  | 1004500 |  | 2950500 |  | 1034300 |  | 977900 |  | 958000 |  | 969900 |  | 981100 |  | 793800
| Engineering - Planning/Consultation | 5% |  | 1116800 |  | 1183800 |  | 804500 |  | 1350500 |  | 834300 |  | 777900 |  | 758000 |  | 769900 |  | 781100 |  | 793800
| Engineering - Design | 10% |  | 2233600 |  | 2367600 |  | 1609100 |  | 2701000 |  | 1668700 |  | 1555800 |  | 1516000 |  | 1539900 |  | 1562200 |  | 1587700
| Engineering - Construction | 15% |  | 3350400 |  | 3551400 |  | 2413600 |  | 4051500 |  | 2503000 |  | 2333700 |  | 2274000 |  | 2309800 |  | 2343200 |  | 2381500
| Total Estimated Project Cost |  |  | 32353555 |  | 34162905 |  | 21922650 |  | 38063400 |  | 22726950 |  | 21203257.5 |  | 20665670 |  | 20988082.5 |  | 21289247.5 |  | 21433407.5
Annual Operation and Maintenance Cost
Operations | Hrs. | 65 | 4940 | 321100 | 4940 | 321100 | 2340 | 152100 | 4160 | 270400 | 2340 | 152100 | 2340 | 152100 | 2340 | 152100 | 2340 | 152100 | 2340 | 152100 | 2340 | 152100
Utilities, Chemicals, etc. | Ea. | 40000 | 11 | 440000 | 11 | 440000 | 1 | 40000 | 8 | 320000 | 1 | 40000 | 1 | 40000 | 1 | 40000 | 1 | 40000 | 1 | 40000 | 1 | 40000
Clean and TV - GS | L.F. | 5 | 9125 | 45625 | 9125 | 45625 | 0 | 0 | 0 | 0 | 0 | 0 | 3937.5 | 19687.5 | 3937.5 | 19687.5 | 3937.5 | 19687.5 | 3937.5 | 19687.5 | 3937.5 | 19687.5
Clean and TV - Pressure Pipes | L.F. | 2 | 26250 | 131250 | 26250 | 131250 | 47750 | 238750 | 54500 | 272500 | 47750 | 238750 | 32000 | 160000 | 32000 | 160000 | 32000 | 160000 | 32000 | 160000 | 32000 | 160000
Private Property - Pumps/Valves | Ea. | 75 | 0 | 0 | 0 | 0 | 372 | 27900 | 372 | 27900 | 372 | 27900 | 199 | 14925 | 199 | 14925 | 199 | 14925 | 199 | 14925 | 199 | 14925
On-Site System Pump Out | Ea. | 100 | 0 | 0 | 372 | 37200 | 0 | 0 | 0 | 0 | 372 | 37200 | 0 | 0 | 199 | 19900 | 199 | 19900 | 199 | 19900 | 199 | 19900
Annual Replacement Costs
Allowance - Pump Stations | Ea. | 33397.5 | 11 | 367372.5 | 11 | 367372.5 | 1 | 33397.5 | 8 | 267180 | 1 | 33397.5 | 1 | 33397.5 | 1 | 33397.5 | 1 | 33397.5 | 1 | 33397.5 | 1 | 33397.5
Private Property - Pumps/Valves | Ea. | 2500 | 0 | 0 | 0 | 0 | 18.6 | 46500 | 18.6 | 46500 | 18.6 | 46500 | 9.95 | 24875 | 9.95 | 24875 | 9.95 | 24875 | 9.95 | 24875 | 9.95 | 24875
Annual Monitoring Costs
Allowance | Ea. | 2500 | 11 | 27500 | 11 | 27500 | 1 | 2500 | 8 | 20000 | 1 | 2500 | 1 | 2500 | 1 | 2500 | 1 | 2500 | 1 | 2500 | 1 | 2500
Private Property - Pumps/Valves | Ea. | 520 | 0 | 0 | 0 | 0 | 372 | 193440 | 372 | 193440 | 372 | 193440 | 199 | 103480 | 199 | 103480 | 199 | 103480 | 199 | 103480 | 199 | 103480
| Total Estimated Annual Cost |  |  | 1332847.5 |  | 1370047.5 |  | 734587.5 |  | 1417920 |  | 771787.5 |  | 550965 |  | 570865 |  | 570865 |  | 570865 |  | 570865
| Estimated Present Value |  |  | #REF! |  | #REF! |  | #REF! |  | #REF! |  | #REF! |  | #REF! |  | #REF! |  | #REF! |  | #REF! |  | #REF!
| #REF! | #REF! | [11 empty] | Difference |  | #REF! |  | #REF! |  | #REF! |  | #REF!
| #REF! | #REF!
| Land Purchase per Acre | 200000
[16 empty] | 20665670 |  | 20988082.5 |  | 21289247.5 |  | 21433407.5
[16 empty] | 570865 |  | 570865 |  | 570865 |  | 570865
[16 empty] | #REF! |  | #REF! |  | #REF! |  | #REF!

## WWTF - MP
Town of Orleans, MA
FY 2016 Water Quality and Wastewater Planning
Estimated Capital Costs
Wastewater Treatment Facility - Meetinghouse Pond (223 Beach Road)
Components | Quantity | Unit | Unit Cost | Extended Total | Remarks/Notes
Mobilization and Demobilization | 1 | LS | 185115 | 185100 | 5% of Other Items
MBR Modules | 1 | Allow. | 1800000 | 1800000 | Two trains full buildout @$800K/ea, $200K pad and install
EQ/Sludge Storage Tank | 1 | Allow. | 150000 | 150000 | Subgrade, 65kgals EQ, 10Kgals sludge (7 days)
Intermediate and effluent pumping | 1 | Allow. | 75000 | 75000
New Building | 1 | Allow. | 1000000 | 1000000
Site Paving/Fencing | 1 | Allow. | 75000 | 75000
Loadout station | 1 | Allow. | 52500 | 52500
Odor Control | 1 | Allow. | 150000 | 150000
Plant Water | 1 | Allow. | 66500 | 66500
Yard Piping | 1 | Allow. | 33250 | 33300
Electrical | 1 | Allow. | 225000 | 225000
SCADA | 1 | Allow. | 75000 | 75000 | Assume telemetry to main plant only
| 0 |  | 0 | 0
| 0 |  | 0 | 0
| 0 |  | 0 | 0
|  | Subtotal |  | 3887400
|  | Overhead and Profit | 22% | 855200
|  | Subtotal |  | 4742600
|  | Contingency | 25% | 1185700
|  | Construction Total |  | 5928300
Town Administration and Engineering
|  | Town Administration | 5% | 296400
|  | Engineering - Planning/Consultation | 5% | 296400
|  | Engineering - Design | 10% | 592800
|  | Engineering - Construction | 15% | 889200
|  | Total Estimated Project Cost |  | 8003100 | Engineering News Record (ENR) = 10182 (Feb. 2016)
Town of Orleans, MA
FY 2016 Water Quality and Wastewater Planning
Estimated Annual Operation and Maintenance Costs
Wastewater Treatment Facility - Meetinghouse Pond (223 Beach Road)
Components | Quantity | Unit | Unit Cost | Extended Total | Remarks/Notes
Operations | 2080 | Hrs. | 65 | 135200 | Assume one O&M technician
Heat | 1 | Allow. | 20000 | 20000
Electricity | 1 | Allow. | 13288.3548 | 13300
Chems | 1 | Allow. | 26400 | 26400
Sludge Hauling | 1 | Allow. | 24000 | 24000
Routine Maintenance | 1 | Allow. | 22000 | 22000
General Office Supplies and expenses | 1 | Allow. | 10000 | 10000
| 0 |  | 0 | 0
| 0 |  | 0 | 0
| 0 |  | 0 | 0
|  | Subtotal |  | 250900
|  | Contingency | 10% | 25100
|  | Subtotal |  | 276000
Town Administration and Engineering
|  | Town Administration | 3% | 8300
|  | Engineering - Planning/Consultation | 0% | 0
|  | Engineering - Design | 0% | 0
|  | Engineering - Construction | 0% | 0
|  | Total Estimated Annual Operation and Maintenance Costs |  | 284300 | Engineering News Record (ENR) = 10182 (Feb. 2016)
Town of Orleans, MA
FY 2016 Water Quality and Wastewater Planning
Estimated Replacement Costs
Wastewater Treatment Facility - Meetinghouse Pond (223 Beach Road)
Components | Quantity | Unit | Unit Cost | Extended Total | Remarks/Notes
Mobilization and Demobilization | 1 | LS | 2750 | 2800 | 5% of Other Items
Allowance | 1 | Ea. | 55000 | 55000 | Based on 2.5% of Replacement Asset Value
| 0 |  | 0 | 0
| 0 |  | 0 | 0
| 0 |  | 0 | 0
| 0 |  | 0 | 0
| 0 |  | 0 | 0
| 0 |  | 0 | 0
| 0 |  | 0 | 0
| 0 |  | 0 | 0
|  | Subtotal |  | 57800
|  | Overhead and Profit | 22% | 12700
|  | Subtotal |  | 70500
|  | Contingency | 30% | 21200
|  | Construction Total |  | 91700
Town Administration and Engineering
|  | Town Administration | 3% | 2800
|  | Engineering - Planning/Consultation | 0% | 0
|  | Engineering - Design | 10% | 9200
|  | Engineering - Construction | 15% | 13800
|  | Total Estimated Replacement Cost |  | 117500 | Engineering News Record (ENR) = 10182 (Feb. 2016)
Town of Orleans, MA
FY 2016 Water Quality and Wastewater Planning
Estimated Annual Monitoring Costs
Wastewater Treatment Facility - Meetinghouse Pond (223 Beach Road)
Components | Quantity | Unit | Unit Cost | Extended Total | Remarks/Notes
Sampling per GWDP - Daily | 0 | Hrs. | 65 | 0 | Included in O&M Staffing
Analysis per GWDP - Daily | 365 | Ea. |  | 0 | Flow; and pH
Sampling per GWDP - Weekly | 0 | Hrs. | 65 | 0 | Included in O&M Staffing
Analysis per GWDP - Weekly | 52 | Ea. | 45 | 2300 | TSS; and BOD
Sampling per GWDP - Monthly | 0 | Hrs. | 65 | 0 | Included in O&M Staffing
Analysis per GWDP - Monthly | 12 | Ea. | 500 | 6000 | Oil and Grease; Total Nitrogen (NO2+NO3+TKN); Nitrate Nitrogen; Total Phosphorous; and Orthophosphate
Sampling per GWDP - Quarterly | 0 | Hrs. | 65 | 0 | Included in O&M Staffing
Analysis per GWDP - Quarterly | 4 | Ea. | 175 | 700 | Total Phosphorous; and Orthophosphate; and Volatile Organic Compounds
Miscellaneous Coordination, Calibration, etc. | 80 | Hrs. | 65 | 5200
| 0 |  | 0 | 0
|  | Subtotal |  | 14200
|  | Contingency | 10% | 1400
|  | Subtotal |  | 15600
Town Administration and Engineering
|  | Town Administration | 5% | 800
|  | Engineering - Planning/Consultation | 3% | 500
|  | Engineering - Design | 0% | 0
|  | Engineering - Construction | 0% | 0
|  | Total Estimated Annual Monitoring Costs |  | 16900 | Engineering News Record (ENR) = 10182 (Feb. 2016)

## Effluent Disposal - MP
Town of Orleans, MA
FY 2016 Water Quality and Wastewater Planning
Estimated Capital Costs
Effluent Disposal - Meetinghouse Pond (223 Beach Road)
Components | Quantity | Unit | Unit Cost | Extended Total | Remarks/Notes
Mobilization and Demobilization | 1 | LS | 27500 | 27500 | 5% of Other Items
Effluent Disposal - Subsuface | 1 | L.S. | 550000 | 550000 | Based on Fruit Street WWTF As-Bid Costs
| 0 |  | 0 | 0
| 0 |  | 0 | 0
| 0 |  | 0 | 0
| 0 |  | 0 | 0
| 0 |  | 0 | 0
| 0 |  | 0 | 0
| 0 |  | 0 | 0
| 0 |  | 0 | 0
| 0 |  | 0 | 0
| 0 |  | 0 | 0
| 0 |  | 0 | 0
| 0 |  | 0 | 0
| 0 |  | 0 | 0
|  | Subtotal |  | 577500
|  | Overhead and Profit | 22% | 127100
|  | Subtotal |  | 704600
|  | Contingency | 25% | 176200
|  | Construction Total |  | 880800
Town Administration and Engineering
|  | Town Administration | 5% | 44000
|  | Engineering - Planning/Consultation | 5% | 44000
|  | Engineering - Design | 10% | 88100
|  | Engineering - Construction | 15% | 132100
|  | Total Estimated Project Cost |  | 1189000 | Engineering News Record (ENR) = 10182 (Feb. 2016)
Town of Orleans, MA
FY 2016 Water Quality and Wastewater Planning
Estimated Annual Operation and Maintenance Costs
Effluent Disposal - Meetinghouse Pond (223 Beach Road)
Components | Quantity | Unit | Unit Cost | Extended Total | Remarks/Notes
Allowance for Miscellaneous Maintenance | 1 | Allow. | 10000 | 10000
| 0 |  | 0 | 0
| 0 |  | 0 | 0
| 0 |  | 0 | 0
| 0 |  | 0 | 0
| 0 |  | 0 | 0
| 0 |  | 0 | 0
| 0 |  | 0 | 0
| 0 |  | 0 | 0
| 0 |  | 0 | 0
|  | Subtotal |  | 10000
|  | Contingency | 10% | 1000
|  | Subtotal |  | 11000
Town Administration and Engineering
|  | Town Administration | 3% | 300
|  | Engineering - Planning/Consultation | 0% | 0
|  | Engineering - Design | 0% | 0
|  | Engineering - Construction | 0% | 0
|  | Total Estimated Annual Operation and Maintenance Costs |  | 11300 | Engineering News Record (ENR) = 10182 (Feb. 2016)
Town of Orleans, MA
FY 2016 Water Quality and Wastewater Planning
Estimated Replacement Costs
Effluent Disposal - Meetinghouse Pond (223 Beach Road)
Components | Quantity | Unit | Unit Cost | Extended Total | Remarks/Notes
Mobilization and Demobilization | 1 | LS | 0 | 0 | 5% of Other Items
| 0 |  | 0 | 0 | No replacement costs over 20 year planning period
| 0 |  | 0 | 0
| 0 |  | 0 | 0
| 0 |  | 0 | 0
| 0 |  | 0 | 0
| 0 |  | 0 | 0
| 0 |  | 0 | 0
| 0 |  | 0 | 0
| 0 |  | 0 | 0
|  | Subtotal |  | 0
|  | Overhead and Profit | 22% | 0
|  | Subtotal |  | 0
|  | Contingency | 30% | 0
|  | Construction Total |  | 0
Town Administration and Engineering
|  | Town Administration | 3% | 0
|  | Engineering - Planning/Consultation | 0% | 0
|  | Engineering - Design | 10% | 0
|  | Engineering - Construction | 15% | 0
|  | Total Estimated Replacement Cost |  | 0 | Engineering News Record (ENR) = 10182 (Feb. 2016)
Town of Orleans, MA
FY 2016 Water Quality and Wastewater Planning
Estimated Annual Monitoring Costs
Effluent Disposal - Meetinghouse Pond (223 Beach Road)
Components | Quantity | Unit | Unit Cost | Extended Total | Remarks/Notes
Sampling per GWDP - Quarterly (6 wells) | 12 | Hrs. | 65 | 800
Analysis per GWDP - Quarterly (6 wells) | 24 | Ea. | 200 | 4800 | Static Water Level; Specific Conductance: pH; Total Nitrogen (NO2+NO3+TKN); Nitrate Nitrogen; Total Phosphorous; and Orthophosphate
Sampling per GWDP - Annually (6 wells) | 4 | Hrs. | 65 | 300
Analysis per GWDP - Annually (6 wells) | 6 | Ea. | 100 | 600 | Volatile Organic Compounds
Miscellaneous Coordination, Calibration, etc. | 40 | Hrs. | 65 | 2600
| 0 |  | 0 | 0
| 0 |  | 0 | 0
| 0 |  | 0 | 0
| 0 |  | 0 | 0
| 0 |  | 0 | 0
|  | Subtotal |  | 9100
|  | Contingency | 10% | 900
|  | Subtotal |  | 10000
Town Administration and Engineering
|  | Town Administration | 5% | 500
|  | Engineering - Planning/Consultation | 3% | 300
|  | Engineering - Design | 0% | 0
|  | Engineering - Construction | 0% | 0
|  | Total Estimated Annual Monitoring Costs |  | 10800 | Engineering News Record (ENR) = 10182 (Feb. 2016)

## Aqua - D1
Town of Orleans, MA
FY 2016 Water Quality and Wastewater Planning
Estimated Capital Costs
Aquaculture/Shellfish Propagation - Demonstration 1 - Terminal Pond Oyster Bed
Components | Quantity | Unit | Unit Cost | Extended Total | Remarks/Notes
Mobilization and Demobilization | 1 | LS | 810 | 800 | 5% of Other Items
Trays with covers and footings | 20 | Ea. | 60 | 1200
#7 line | 2640 | L.F. | 0.055 | 100
#8 line | 2640 | L.F. | 0.07 | 200
Cinder blocks or anchors | 50 | Ea. | 1.79 | 100
Chest Waders and gloves | 2 | Ea. | 200 | 400
Buoys for perimeter marking with anchoring | 12 | Ea. | 20 | 200
Misc wood supplies | 1 | Ea. | 100 | 100
Equipment for cutting and assemblling traysr | 0 |  | 0 | 0 | Supplied by Shellfish Technician
Oyster remote set | 20 | Ea. | 14 | 300 | First year viability test
Labor - Shellfish Technician | 340 | Hrs. | 40 | 13600
| 0 |  | 0 | 0
| 0 |  | 0 | 0
| 0 |  | 0 | 0
|  | Subtotal |  | 17000
|  | Overhead and Profit | 22% | 3700
|  | Subtotal |  | 20700
|  | Contingency | 25% | 5200
|  | Construction Total |  | 25900
Town Administration and Engineering
|  | Town Administration | 5% | 1300
|  | Engineering - Planning/Consultation | 5% | 1300
|  | Engineering - Design |  | 23400
|  | Engineering - Construction |  | 75000
|  | Total Estimated Project Cost |  | 126900 | Engineering News Record (ENR) = 10182 (Feb. 2016)
Town of Orleans, MA
FY 2016 Water Quality and Wastewater Planning
Estimated Annual Operation and Maintenance Costs
Aquaculture/Shellfish Propagation - Demonstration 1 - Terminal Pond Oyster Bed
Components | Quantity | Unit | Unit Cost | Extended Total | Remarks/Notes
Labor - Shellfish Technician | 780 | Hrs. | 40 | 31200
Oyster Remote Set | 500 | Ea. | 14 | 7000 | May want more bags of remote set: if so, need more floating bags or trays
Trays | 800 | Ea. | 60 | 48000 | Ttrays for one acre of "off-bottom oyster bed"
Miscellaneous Supplies | 1 | L.S. | 500 | 500
Miscellaneous Supplies | 1 | L.S. | 500 | 500
| 0 |  | 0 | 0
| 0 |  | 0 | 0
| 0 |  | 0 | 0
| 0 |  | 0 | 0
| 0 |  | 0 | 0
|  | Subtotal |  | 87200
|  | Contingency | 10% | 8700
|  | Subtotal |  | 95900
Town Administration and Engineering
|  | Town Administration | 3% | 2900
|  | Engineering - Planning/Consultation | 0% | 0
|  | Engineering - Design | 0% | 0
|  | Engineering - Construction | 0% | 45000
|  | Total Estimated Annual Operation and Maintenance Costs |  | 143800 | Engineering News Record (ENR) = 10182 (Feb. 2016)
Town of Orleans, MA
FY 2016 Water Quality and Wastewater Planning
Estimated Replacement Costs
Aquaculture/Shellfish Propagation - Demonstration 1 - Terminal Pond Oyster Bed
Components | Quantity | Unit | Unit Cost | Extended Total | Remarks/Notes
Mobilization and Demobilization | 1 | LS | 0 | 0 | 5% of Other Items
| 0 |  | 0 | 0 | No Replacement need. Full scale implementation: gear replaced in 7 - 10 years.
| 0 |  | 0 | 0
| 0 |  | 0 | 0
| 0 |  | 0 | 0
| 0 |  | 0 | 0
| 0 |  | 0 | 0
| 0 |  | 0 | 0
| 0 |  | 0 | 0
| 0 |  | 0 | 0
|  | Subtotal |  | 0
|  | Overhead and Profit | 22% | 0
|  | Subtotal |  | 0
|  | Contingency | 30% | 0
|  | Construction Total |  | 0
Town Administration and Engineering
|  | Town Administration | 3% | 0
|  | Engineering - Planning/Consultation | 0% | 0
|  | Engineering - Design | 10% | 0
|  | Engineering - Construction | 15% | 0
|  | Total Estimated Replacement Cost |  | 0 | Engineering News Record (ENR) = 10182 (Feb. 2016)
Town of Orleans, MA
FY 2016 Water Quality and Wastewater Planning
Estimated Annual Monitoring Costs
Aquaculture/Shellfish Propagation - Demonstration 1 - Terminal Pond Oyster Bed
Components | Quantity | Unit | Unit Cost | Extended Total | Remarks/Notes
| 0 |  | 0 | 0
| 0 |  | 0 | 0
| 0 |  | 0 | 0
| 0 |  | 0 | 0
| 0 |  | 0 | 0
| 0 |  | 0 | 0
| 0 |  | 0 | 0
| 0 |  | 0 | 0
| 0 |  | 0 | 0
| 0 |  | 0 | 0
|  | Subtotal |  | 0
|  | Contingency | 10% | 0
|  | Subtotal |  | 0
Town Administration and Engineering
|  | Town Administration | 5% | 0
|  | Engineering - Planning/Consultation | 3% | 0
|  | Engineering - Design | 0% | 0
|  | Engineering - Construction | 0% | 0
|  | Total Estimated Annual Monitoring Costs |  | 0 | Engineering News Record (ENR) = 10182 (Feb. 2016)

## Aqua - D2
Town of Orleans, MA
FY 2016 Water Quality and Wastewater Planning
Estimated Capital Costs
Aquaculture/Shellfish Propagation - Demonstration 2 - Quanset Pond Oyster Bed
Components | Quantity | Unit | Unit Cost | Extended Total | Remarks/Notes
Mobilization and Demobilization | 1 | LS | 0 | 0 | 5% of Other Items
| 0 |  | 0 | 0
| 0 |  | 0 | 0
| 0 |  | 0 | 0
| 0 |  | 0 | 0
| 0 |  | 0 | 0
| 0 |  | 0 | 0
| 0 |  | 0 | 0
| 0 |  | 0 | 0
| 0 |  | 0 | 0
| 0 |  | 0 | 0
| 0 |  | 0 | 0
| 0 |  | 0 | 0
| 0 |  | 0 | 0
| 0 |  | 0 | 0
|  | Subtotal |  | 0
|  | Overhead and Profit | 22% | 0
|  | Subtotal |  | 0
|  | Contingency | 25% | 0
|  | Construction Total |  | 0
Town Administration and Engineering
|  | Town Administration | 5% | 4900
|  | Engineering - Planning/Consultation | 5% | 0
|  | Engineering - Design | 10% | 15000
|  | Engineering - Construction | 15% | 30000
|  | Total Estimated Project Cost |  | 49900 | Engineering News Record (ENR) = 10182 (Feb. 2016)
Town of Orleans, MA
FY 2016 Water Quality and Wastewater Planning
Estimated Annual Operation and Maintenance Costs
Aquaculture/Shellfish Propagation - Demonstration 2 - Quanset Pond Oyster Bed
Components | Quantity | Unit | Unit Cost | Extended Total | Remarks/Notes
Labor - Shellfish Technician | 1200 | Hrs. | 40 | 48000 | Labor rates do not include INDIRECT costs (employer contributions to insurance, SS, FICA, etc) Hours based on: May - Nov (30 weeks, 40 hours/week) = 1200 hours
Labor - Shellfish Assistant | 900 | Hrs. | 20 | 18000 | Labor rates do not include INDIRECT costs (employer contributions to insurance, SS, FICA, etc) Hours based on: May - Nov (30 weeks, 30 hours/week) = 900 hours
Oyster remote set | 5000 | Ea. | 14 | 70000 | PHASING: First year 500 bag viability test, second year 1500, 3rd year 3000 bags
Misc supplies (new waders/gloves, rope, cable ties, etc) | 1 | L.S. | 2000 | 2000
| 0 |  | 0 | 0
| 0 |  | 0 | 0
| 0 |  | 0 | 0
| 0 |  | 0 | 0
| 0 |  | 0 | 0
| 0 |  | 0 | 0
|  | Subtotal |  | 138000
|  | Contingency | 10% | 13800
|  | Subtotal |  | 151800
Town Administration and Engineering
|  | Town Administration | 3% | 4600
|  | Engineering - Planning/Consultation | 0% | 0
|  | Engineering - Design | 0% | 0
|  | Engineering - Construction | 0% | 60000
|  | Total Estimated Annual Operation and Maintenance Costs |  | 216400 | Engineering News Record (ENR) = 10182 (Feb. 2016)
Town of Orleans, MA
FY 2016 Water Quality and Wastewater Planning
Estimated Replacement Costs
Aquaculture/Shellfish Propagation - Demonstration 2 - Quanset Pond Oyster Bed
Components | Quantity | Unit | Unit Cost | Extended Total | Remarks/Notes
Mobilization and Demobilization | 1 | LS | 0 | 0 | 5% of Other Items
| 0 |  | 0 | 0 | No Replacement need. Full scale implementation: gear replaced in 7 - 10 years.
| 0 |  | 0 | 0
| 0 |  | 0 | 0
| 0 |  | 0 | 0
| 0 |  | 0 | 0
| 0 |  | 0 | 0
| 0 |  | 0 | 0
| 0 |  | 0 | 0
| 0 |  | 0 | 0
|  | Subtotal |  | 0
|  | Overhead and Profit | 22% | 0
|  | Subtotal |  | 0
|  | Contingency | 30% | 0
|  | Construction Total |  | 0
Town Administration and Engineering
|  | Town Administration | 3% | 0
|  | Engineering - Planning/Consultation | 0% | 0
|  | Engineering - Design | 10% | 0
|  | Engineering - Construction | 15% | 0
|  | Total Estimated Replacement Cost |  | 0 | Engineering News Record (ENR) = 10182 (Feb. 2016)
Town of Orleans, MA
FY 2016 Water Quality and Wastewater Planning
Estimated Annual Monitoring Costs
Aquaculture/Shellfish Propagation - Demonstration 2 - Quanset Pond Oyster Bed
Components | Quantity | Unit | Unit Cost | Extended Total | Remarks/Notes
samples | 128 | Ea. | 100 | 12800 | 10 stations, surface and bottom; 2X/month June - Sept
QA/QC | 13 | Ea. | 100 | 1300
Sondes for DO/chlorophyll a | 2 | Ea. | 4000 | 8000 | 4 months at $1000/month x 2 sondes
Denitrification and PON cycling study | 1 | Ea. | 9000 | 9000
Report | 1 | Ea. | 15000 | 15000
| 0 |  | 0 | 0
| 0 |  | 0 | 0
| 0 |  | 0 | 0
| 0 |  | 0 | 0
| 0 |  | 0 | 0
|  | Subtotal |  | 46100
|  | Contingency | 10% | 4600
|  | Subtotal |  | 50700
Town Administration and Engineering
|  | Town Administration | 5% | 2500
|  | Engineering - Planning/Consultation | 3% | 1500
|  | Engineering - Design | 0% | 0
|  | Engineering - Construction | 0% | 0
|  | Total Estimated Annual Monitoring Costs |  | 54700 | Engineering News Record (ENR) = 10182 (Feb. 2016)

## Aqua - D3
Town of Orleans, MA
FY 2016 Water Quality and Wastewater Planning
Estimated Capital Costs
Aquaculture/Shellfish Propagation - Demonstration 3 - Shellfish Extension Program
Components | Quantity | Unit | Unit Cost | Extended Total | Remarks/Notes
Mobilization and Demobilization | 1 | LS | 0 | 0 | 5% of Other Items
| 0 |  | 0 | 0
| 0 |  | 0 | 0
| 0 |  | 0 | 0
| 0 |  | 0 | 0
| 0 |  | 0 | 0
| 0 |  | 0 | 0
| 0 |  | 0 | 0
| 0 |  | 0 | 0
| 0 |  | 0 | 0
| 0 |  | 0 | 0
| 0 |  | 0 | 0
| 0 |  | 0 | 0
| 0 |  | 0 | 0
| 0 |  | 0 | 0
|  | Subtotal |  | 0
|  | Overhead and Profit | 22% | 0
|  | Subtotal |  | 0
|  | Contingency | 10% | 0
|  | Construction Total |  | 0
Town Administration and Engineering
|  | Town Administration | 5% | 1900
|  | Engineering - Planning/Consultation | 5% | 0
|  | Engineering - Design | 10% | 20000
|  | Engineering - Construction | 15% | 55000
|  | Total Estimated Project Cost |  | 76900 | Engineering News Record (ENR) = 10182 (Feb. 2016)
Town of Orleans, MA
FY 2016 Water Quality and Wastewater Planning
Estimated Annual Operation and Maintenance Costs
Aquaculture/Shellfish Propagation - Demonstration 3 - Shellfish Extension Program
Components | Quantity | Unit | Unit Cost | Extended Total | Remarks/Notes
| 0 |  | 0 | 0
| 0 |  | 0 | 0
| 0 |  | 0 | 0
| 0 |  | 0 | 0
| 0 |  | 0 | 0
| 0 |  | 0 | 0
| 0 |  | 0 | 0
| 0 |  | 0 | 0
| 0 |  | 0 | 0
| 0 |  | 0 | 0
|  | Subtotal |  | 0
|  | Contingency | 10% | 0
|  | Subtotal |  | 0
Town Administration and Engineering
|  | Town Administration | 3% | 0
|  | Engineering - Planning/Consultation | 0% | 0
|  | Engineering - Design | 0% | 0
|  | Engineering - Construction | 0% | 0
|  | Total Estimated Annual Operation and Maintenance Costs |  | 0 | Engineering News Record (ENR) = 10182 (Feb. 2016)
Town of Orleans, MA
FY 2016 Water Quality and Wastewater Planning
Estimated Replacement Costs
Aquaculture/Shellfish Propagation - Demonstration 3 - Shellfish Extension Program
Components | Quantity | Unit | Unit Cost | Extended Total | Remarks/Notes
Mobilization and Demobilization | 1 | LS | 12500 | 12500 | 5% of Other Items
Large (1") oyster seed | 2500000 | Ea. | 0.1 | 250000 | PLACEHOLDER subject to change based on discussions with growers. Source for seed: Salt Pond Oyster, RI Dave Roebuck (1.5" are .08 ea); 50% mortality yields 1M oysters
| 0 |  | 0 | 0
| 0 |  | 0 | 0
| 0 |  | 0 | 0
| 0 |  | 0 | 0
| 0 |  | 0 | 0
| 0 |  | 0 | 0
| 0 |  | 0 | 0
| 0 |  | 0 | 0
|  | Subtotal |  | 262500
|  | Overhead and Profit | 22% | 57800
|  | Subtotal |  | 320300
|  | Contingency | 30% | 96100
|  | Construction Total |  | 416400
Town Administration and Engineering
|  | Town Administration | 3% | 12500
|  | Engineering - Planning/Consultation | 0% | 0
|  | Engineering - Design | 10% | 41600
|  | Engineering - Construction | 15% | 62500
|  | Total Estimated Replacement Cost |  | 533000 | Engineering News Record (ENR) = 10182 (Feb. 2016)
Town of Orleans, MA
FY 2016 Water Quality and Wastewater Planning
Estimated Annual Monitoring Costs
Aquaculture/Shellfish Propagation - Demonstration 3 - Shellfish Extension Program
Components | Quantity | Unit | Unit Cost | Extended Total | Remarks/Notes
samples | 160 | Ea. | 100 | 16000 | 10 stations, surface and bottom; 2X/month June - Sept
QA/QC | 16 | Ea. | 100 | 1600
Sondes for DO/chlorophyll a | 2 | Ea. | 4000 | 8000 | 4 months at $1,000/month x 2 sondes
Denitrification and PON cycling study | 1 | Ea. | 9000 | 9000
Report | 1 | Ea. | 15000 | 15000
| 0 |  | 0 | 0
| 0 |  | 0 | 0
| 0 |  | 0 | 0
| 0 |  | 0 | 0
| 0 |  | 0 | 0
|  | Subtotal |  | 49600
|  | Contingency | 10% | 5000
|  | Subtotal |  | 54600
Town Administration and Engineering
|  | Town Administration | 5% | 2700
|  | Engineering - Planning/Consultation | 3% | 1600
|  | Engineering - Design | 0% | 0
|  | Engineering - Construction | 0% | 0
|  | Total Estimated Annual Monitoring Costs |  | 58900 | Engineering News Record (ENR) = 10182 (Feb. 2016)

## Aqua - D4
Town of Orleans, MA
FY 2016 Water Quality and Wastewater Planning
Estimated Capital Costs
Aquaculture/Shellfish Propagation - Demonstration 4 - Quahog Inventory
Components | Quantity | Unit | Unit Cost | Extended Total | Remarks/Notes
Mobilization and Demobilization | 1 | LS | 1175 | 1200 | 5% of Other Items
Boat in estuary | 1 | L.S. | 3500 | 3500
Per acre survey cost | 20 | Ea. | 1000 | 20000
| 0 |  | 0 | 0
| 0 |  | 0 | 0
| 0 |  | 0 | 0
| 0 |  | 0 | 0
| 0 |  | 0 | 0
| 0 |  | 0 | 0
| 0 |  | 0 | 0
| 0 |  | 0 | 0
| 0 |  | 0 | 0
| 0 |  | 0 | 0
| 0 |  | 0 | 0
| 0 |  | 0 | 0
|  | Subtotal |  | 24700
|  | Overhead and Profit | 22% | 5400
|  | Subtotal |  | 30100
|  | Contingency | 25% | 7500
|  | Construction Total |  | 37600
Town Administration and Engineering
|  | Town Administration | 5% | 1900
|  | Engineering - Planning/Consultation | 5% | 1900
|  | Engineering - Design | 10% | 3800
|  | Engineering - Construction | 15% | 5600
|  | Total Estimated Project Cost |  | 50800 | Engineering News Record (ENR) = 10182 (Feb. 2016)
Town of Orleans, MA
FY 2016 Water Quality and Wastewater Planning
Estimated Annual Operation and Maintenance Costs
Aquaculture/Shellfish Propagation - Demonstration 4 - Quahog Inventory
Components | Quantity | Unit | Unit Cost | Extended Total | Remarks/Notes
| 0 |  | 0 | 0
| 0 |  | 0 | 0
| 0 |  | 0 | 0
| 0 |  | 0 | 0
| 0 |  | 0 | 0
| 0 |  | 0 | 0
| 0 |  | 0 | 0
| 0 |  | 0 | 0
| 0 |  | 0 | 0
| 0 |  | 0 | 0
|  | Subtotal |  | 0
|  | Contingency | 10% | 0
|  | Subtotal |  | 0
Town Administration and Engineering
|  | Town Administration | 3% | 0
|  | Engineering - Planning/Consultation | 0% | 0
|  | Engineering - Design | 0% | 0
|  | Engineering - Construction | 0% | 0
|  | Total Estimated Annual Operation and Maintenance Costs |  | 0 | Engineering News Record (ENR) = 10182 (Feb. 2016)
Town of Orleans, MA
FY 2016 Water Quality and Wastewater Planning
Estimated Replacement Costs
Aquaculture/Shellfish Propagation - Demonstration 4 - Quahog Inventory
Components | Quantity | Unit | Unit Cost | Extended Total | Remarks/Notes
Mobilization and Demobilization | 1 | LS | 0 | 0 | 5% of Other Items
| 0 |  | 0 | 0
| 0 |  | 0 | 0
| 0 |  | 0 | 0
| 0 |  | 0 | 0
| 0 |  | 0 | 0
| 0 |  | 0 | 0
| 0 |  | 0 | 0
| 0 |  | 0 | 0
| 0 |  | 0 | 0
|  | Subtotal |  | 0
|  | Overhead and Profit | 22% | 0
|  | Subtotal |  | 0
|  | Contingency | 30% | 0
|  | Construction Total |  | 0
Town Administration and Engineering
|  | Town Administration | 3% | 0
|  | Engineering - Planning/Consultation | 0% | 0
|  | Engineering - Design | 10% | 0
|  | Engineering - Construction | 15% | 0
|  | Total Estimated Replacement Cost |  | 0 | Engineering News Record (ENR) = 10182 (Feb. 2016)
Town of Orleans, MA
FY 2016 Water Quality and Wastewater Planning
Estimated Annual Monitoring Costs
Aquaculture/Shellfish Propagation - Demonstration 4 - Quahog Inventory
Components | Quantity | Unit | Unit Cost | Extended Total | Remarks/Notes
| 0 |  | 0 | 0
| 0 |  | 0 | 0
| 0 |  | 0 | 0
| 0 |  | 0 | 0
| 0 |  | 0 | 0
| 0 |  | 0 | 0
| 0 |  | 0 | 0
| 0 |  | 0 | 0
| 0 |  | 0 | 0
| 0 |  | 0 | 0
|  | Subtotal |  | 0
|  | Contingency | 10% | 0
|  | Subtotal |  | 0
Town Administration and Engineering
|  | Town Administration | 5% | 0
|  | Engineering - Planning/Consultation | 3% | 0
|  | Engineering - Design | 0% | 0
|  | Engineering - Construction | 0% | 0
|  | Total Estimated Annual Monitoring Costs |  | 0 | Engineering News Record (ENR) = 10182 (Feb. 2016)

## Aqua - S1
Town of Orleans, MA
FY 2016 Water Quality and Wastewater Planning
Estimated Capital Costs
Aquaculture/Shellfish Propagation - Site 1 - Shellfish Extension Program
Components | Quantity | Unit | Unit Cost | Extended Total | Remarks/Notes
Mobilization and Demobilization | 1 | LS | 10000 | 10000 | 5% of Other Items
Floating bag setup | 10000 | Ea. | 20 | 200000 | PLACEHOLDER subject to change based on discussions with growers; equipment cost based on Aqua 1 demo costs for an UNASSEMBLED floating bag system; assumes 200 oysters/bag for 2nd year grow-out size
| 0 |  | 0 | 0
| 0 |  | 0 | 0
| 0 |  | 0 | 0
| 0 |  | 0 | 0
| 0 |  | 0 | 0
| 0 |  | 0 | 0
| 0 |  | 0 | 0
| 0 |  | 0 | 0
| 0 |  | 0 | 0
| 0 |  | 0 | 0
| 0 |  | 0 | 0
| 0 |  | 0 | 0
| 0 |  | 0 | 0
|  | Subtotal |  | 210000
|  | Overhead and Profit | 22% | 46200
|  | Subtotal |  | 256200
|  | Contingency | 25% | 64100
|  | Construction Total |  | 320300
Town Administration and Engineering
|  | Town Administration | 5% | 16000
|  | Engineering - Planning/Consultation | 5% | 16000
|  | Engineering - Design | 10% | 32000
|  | Engineering - Construction | 15% | 48000
|  | Total Estimated Project Cost |  | 432300 | Engineering News Record (ENR) = 10182 (Feb. 2016)
Town of Orleans, MA
FY 2016 Water Quality and Wastewater Planning
Estimated Annual Operation and Maintenance Costs
Aquaculture/Shellfish Propagation - Site 1 - Shellfish Extension Program
Components | Quantity | Unit | Unit Cost | Extended Total | Remarks/Notes
Large (1") oyster seed | 2500000 | Ea. | 0.1 | 250000 | PLACEHOLDER subject to change based on discussions with growers. Source for seed: Salt Pond Oyster, RI Dave Roebuck (1.5" are .08 ea); 50% mortality yields 1M oysters
| 0 |  | 0 | 0
| 0 |  | 0 | 0
| 0 |  | 0 | 0
| 0 |  | 0 | 0
| 0 |  | 0 | 0
| 0 |  | 0 | 0
| 0 |  | 0 | 0
| 0 |  | 0 | 0
| 0 |  | 0 | 0
|  | Subtotal |  | 250000
|  | Contingency | 10% | 25000
|  | Subtotal |  | 275000
Town Administration and Engineering
|  | Town Administration | 3% | 8300
|  | Engineering - Planning/Consultation | 0% | 0
|  | Engineering - Design | 0% | 0
|  | Engineering - Construction | 0% | 0
|  | Total Estimated Annual Operation and Maintenance Costs |  | 283300 | Engineering News Record (ENR) = 10182 (Feb. 2016)
Town of Orleans, MA
FY 2016 Water Quality and Wastewater Planning
Estimated Replacement Costs
Aquaculture/Shellfish Propagation - Site 1 - Shellfish Extension Program
Components | Quantity | Unit | Unit Cost | Extended Total | Remarks/Notes
Mobilization and Demobilization | 1 | LS | 10000 | 10000 | 5% of Other Items
Floating gear system every 7 years | 10000 | Ea. | 20 | 200000
| 0 |  | 0 | 0
| 0 |  | 0 | 0
| 0 |  | 0 | 0
| 0 |  | 0 | 0
| 0 |  | 0 | 0
| 0 |  | 0 | 0
| 0 |  | 0 | 0
| 0 |  | 0 | 0
|  | Subtotal |  | 210000
|  | Overhead and Profit | 22% | 46200
|  | Subtotal |  | 256200
|  | Contingency | 30% | 76900
|  | Construction Total |  | 333100
Town Administration and Engineering
|  | Town Administration | 3% | 10000
|  | Engineering - Planning/Consultation | 0% | 0
|  | Engineering - Design | 10% | 33300
|  | Engineering - Construction | 15% | 50000
|  | Total Estimated Replacement Cost |  | 426400 | Engineering News Record (ENR) = 10182 (Feb. 2016)
Town of Orleans, MA
FY 2016 Water Quality and Wastewater Planning
Estimated Annual Monitoring Costs
Aquaculture/Shellfish Propagation - Site 1 - Shellfish Extension Program
Components | Quantity | Unit | Unit Cost | Extended Total | Remarks/Notes
Samples | 160 | Ea. | 100 | 16000 | 10 stations, surface and bottom; 2X/month June - Sept
QA/QC | 16 | Ea. | 100 | 1600
Sondes for DO/chlorophyll a | 2 | Ea. | 4000 | 8000 | 4 months at $1,000/month x 2 sondes
Denitrification and PON cycling study | 1 | Ea. | 9000 | 9000
Report | 1 | Ea. | 15000 | 15000
| 0 |  | 0 | 0
| 0 |  | 0 | 0
| 0 |  | 0 | 0
| 0 |  | 0 | 0
| 0 |  | 0 | 0
|  | Subtotal |  | 49600
|  | Contingency | 10% | 5000
|  | Subtotal |  | 54600
Town Administration and Engineering
|  | Town Administration | 5% | 2700
|  | Engineering - Planning/Consultation | 3% | 1600
|  | Engineering - Design | 0% | 0
|  | Engineering - Construction | 0% | 0
|  | Total Estimated Annual Monitoring Costs |  | 58900 | Engineering News Record (ENR) = 10182 (Feb. 2016)

## Aqua - S2
Town of Orleans, MA
FY 2016 Water Quality and Wastewater Planning
Estimated Capital Costs
Aquaculture/Shellfish Propagation - Demonstration 2 - Quanset Pond Oyster Bed (2nd Year)
Components | Quantity | Unit | Unit Cost | Extended Total | Remarks/Notes
Mobilization and Demobilization | 1 | LS | 17500 | 17500 | 5% of Other Items
Allowance | 1 | L.S. | 350000 | 350000
| 0 |  | 0 | 0
| 0 |  | 0 | 0
| 0 |  | 0 | 0
| 0 |  | 0 | 0
| 0 |  | 0 | 0
| 0 |  | 0 | 0
| 0 |  | 0 | 0
| 0 |  | 0 | 0
| 0 |  | 0 | 0
| 0 |  | 0 | 0
| 0 |  | 0 | 0
| 0 |  | 0 | 0
| 0 |  | 0 | 0
|  | Subtotal |  | 367500
|  | Overhead and Profit | 22% | 80900
|  | Subtotal |  | 448400
|  | Contingency | 25% | 112100
|  | Construction Total |  | 560500
Town Administration and Engineering
|  | Town Administration | 5% | 28000
|  | Engineering - Planning/Consultation | 5% | 28000
|  | Engineering - Design | 10% | 56100
|  | Engineering - Construction | 15% | 84100
|  | Total Estimated Project Cost |  | 756700 | Engineering News Record (ENR) = 10182 (Feb. 2016)
Town of Orleans, MA
FY 2016 Water Quality and Wastewater Planning
Estimated Annual Operation and Maintenance Costs
Aquaculture/Shellfish Propagation - Demonstration 2 - Quanset Pond Oyster Bed (2nd Year)
Components | Quantity | Unit | Unit Cost | Extended Total | Remarks/Notes
| 0 |  | 0 | 0
| 0 |  | 0 | 0
| 0 |  | 0 | 0
| 0 |  | 0 | 0
| 0 |  | 0 | 0
| 0 |  | 0 | 0
| 0 |  | 0 | 0
| 0 |  | 0 | 0
| 0 |  | 0 | 0
| 0 |  | 0 | 0
|  | Subtotal |  | 0
|  | Contingency | 10% | 0
|  | Subtotal |  | 0
Town Administration and Engineering
|  | Town Administration | 3% | 0
|  | Engineering - Planning/Consultation | 0% | 0
|  | Engineering - Design | 0% | 0
|  | Engineering - Construction | 0% | 0
|  | Total Estimated Annual Operation and Maintenance Costs |  | 0 | Engineering News Record (ENR) = 10182 (Feb. 2016)
Town of Orleans, MA
FY 2016 Water Quality and Wastewater Planning
Estimated Replacement Costs
Aquaculture/Shellfish Propagation - Demonstration 2 - Quanset Pond Oyster Bed (2nd Year)
Components | Quantity | Unit | Unit Cost | Extended Total | Remarks/Notes
Mobilization and Demobilization | 1 | LS | 0 | 0 | 5% of Other Items
| 0 |  | 0 | 0 | None Required.
| 0 |  | 0 | 0
| 0 |  | 0 | 0
| 0 |  | 0 | 0
| 0 |  | 0 | 0
| 0 |  | 0 | 0
| 0 |  | 0 | 0
| 0 |  | 0 | 0
| 0 |  | 0 | 0
|  | Subtotal |  | 0
|  | Overhead and Profit | 22% | 0
|  | Subtotal |  | 0
|  | Contingency | 30% | 0
|  | Construction Total |  | 0
Town Administration and Engineering
|  | Town Administration | 3% | 0
|  | Engineering - Planning/Consultation | 0% | 0
|  | Engineering - Design | 10% | 0
|  | Engineering - Construction | 15% | 0
|  | Total Estimated Replacement Cost |  | 0 | Engineering News Record (ENR) = 10182 (Feb. 2016)
Town of Orleans, MA
FY 2016 Water Quality and Wastewater Planning
Estimated Annual Monitoring Costs
Aquaculture/Shellfish Propagation - Demonstration 2 - Quanset Pond Oyster Bed (2nd Year)
Components | Quantity | Unit | Unit Cost | Extended Total | Remarks/Notes
Allowance | 1 | L.S. | 50000 | 50000
| 0 |  | 0 | 0
| 0 |  | 0 | 0
| 0 |  | 0 | 0
| 0 |  | 0 | 0
| 0 |  | 0 | 0
| 0 |  | 0 | 0
| 0 |  | 0 | 0
| 0 |  | 0 | 0
| 0 |  | 0 | 0
|  | Subtotal |  | 50000
|  | Contingency | 10% | 5000
|  | Subtotal |  | 55000
Town Administration and Engineering
|  | Town Administration | 5% | 2800
|  | Engineering - Planning/Consultation | 3% | 1700
|  | Engineering - Design | 0% | 0
|  | Engineering - Construction | 0% | 0
|  | Total Estimated Annual Monitoring Costs |  | 59500 | Engineering News Record (ENR) = 10182 (Feb. 2016)

## Aqua - S3
Town of Orleans, MA
FY 2016 Water Quality and Wastewater Planning
Estimated Capital Costs
Aquaculture/Shellfish Propagation - Full Scale Location TBD
Components | Quantity | Unit | Unit Cost | Extended Total | Remarks/Notes
Mobilization and Demobilization | 1 | LS | 25000 | 25000 | 5% of Other Items
Allowance | 1 | L.S. | 500000 | 500000
| 0 |  | 0 | 0
| 0 |  | 0 | 0
| 0 |  | 0 | 0
| 0 |  | 0 | 0
| 0 |  | 0 | 0
| 0 |  | 0 | 0
| 0 |  | 0 | 0
| 0 |  | 0 | 0
| 0 |  | 0 | 0
| 0 |  | 0 | 0
| 0 |  | 0 | 0
| 0 |  | 0 | 0
| 0 |  | 0 | 0
|  | Subtotal |  | 525000
|  | Overhead and Profit | 22% | 115500
|  | Subtotal |  | 640500
|  | Contingency | 25% | 160100
|  | Construction Total |  | 800600
Town Administration and Engineering
|  | Town Administration | 5% | 40000
|  | Engineering - Planning/Consultation | 5% | 40000
|  | Engineering - Design | 10% | 80100
|  | Engineering - Construction | 15% | 120100
|  | Total Estimated Project Cost |  | 1080800 | Engineering News Record (ENR) = 10182 (Feb. 2016)
Town of Orleans, MA
FY 2016 Water Quality and Wastewater Planning
Estimated Annual Operation and Maintenance Costs
Aquaculture/Shellfish Propagation - Full Scale Location TBD
Components | Quantity | Unit | Unit Cost | Extended Total | Remarks/Notes
Allowance | 1 | L.S. | 50000 | 50000
| 0 |  | 0 | 0
| 0 |  | 0 | 0
| 0 |  | 0 | 0
| 0 |  | 0 | 0
| 0 |  | 0 | 0
| 0 |  | 0 | 0
| 0 |  | 0 | 0
| 0 |  | 0 | 0
| 0 |  | 0 | 0
|  | Subtotal |  | 50000
|  | Contingency | 10% | 5000
|  | Subtotal |  | 55000
Town Administration and Engineering
|  | Town Administration | 3% | 1700
|  | Engineering - Planning/Consultation | 0% | 0
|  | Engineering - Design | 0% | 0
|  | Engineering - Construction | 0% | 0
|  | Total Estimated Annual Operation and Maintenance Costs |  | 56700 | Engineering News Record (ENR) = 10182 (Feb. 2016)
Town of Orleans, MA
FY 2016 Water Quality and Wastewater Planning
Estimated Replacement Costs
Aquaculture/Shellfish Propagation - Full Scale Location TBD
Components | Quantity | Unit | Unit Cost | Extended Total | Remarks/Notes
Mobilization and Demobilization | 1 | LS | 3750 | 3800 | 5% of Other Items
Allowance | 1 | L.S. | 75000 | 75000
| 0 |  | 0 | 0
| 0 |  | 0 | 0
| 0 |  | 0 | 0
| 0 |  | 0 | 0
| 0 |  | 0 | 0
| 0 |  | 0 | 0
| 0 |  | 0 | 0
| 0 |  | 0 | 0
|  | Subtotal |  | 78800
|  | Overhead and Profit | 22% | 17300
|  | Subtotal |  | 96100
|  | Contingency | 30% | 28800
|  | Construction Total |  | 124900
Town Administration and Engineering
|  | Town Administration | 3% | 3700
|  | Engineering - Planning/Consultation | 0% | 0
|  | Engineering - Design | 10% | 12500
|  | Engineering - Construction | 15% | 18700
|  | Total Estimated Replacement Cost |  | 159800 | Engineering News Record (ENR) = 10182 (Feb. 2016)
Town of Orleans, MA
FY 2016 Water Quality and Wastewater Planning
Estimated Annual Monitoring Costs
Aquaculture/Shellfish Propagation - Full Scale Location TBD
Components | Quantity | Unit | Unit Cost | Extended Total | Remarks/Notes
Allowance | 1 | L.S. | 50000 | 50000
| 0 |  | 0 | 0
| 0 |  | 0 | 0
| 0 |  | 0 | 0
| 0 |  | 0 | 0
| 0 |  | 0 | 0
| 0 |  | 0 | 0
| 0 |  | 0 | 0
| 0 |  | 0 | 0
| 0 |  | 0 | 0
|  | Subtotal |  | 50000
|  | Contingency | 10% | 5000
|  | Subtotal |  | 55000
Town Administration and Engineering
|  | Town Administration | 5% | 2800
|  | Engineering - Planning/Consultation | 3% | 1700
|  | Engineering - Design | 0% | 0
|  | Engineering - Construction | 0% | 0
|  | Total Estimated Annual Monitoring Costs |  | 59500 | Engineering News Record (ENR) = 10182 (Feb. 2016)

## FCW - D1
Town of Orleans, MA
FY 2016 Water Quality and Wastewater Planning
Estimated Capital Costs
Floating Constructed Wetlands - Demonstration 1 - Data Refinement
Components | Quantity | Unit | Unit Cost | Extended Total | Remarks/Notes
Mobilization and Demobilization | 1 | LS | 0 | 0 | 5% of Other Items
| 0 |  | 0 | 0
| 0 |  | 0 | 0
| 0 |  | 0 | 0
| 0 |  | 0 | 0
| 0 |  | 0 | 0
| 0 |  | 0 | 0
| 0 |  | 0 | 0
| 0 |  | 0 | 0
| 0 |  | 0 | 0
| 0 |  | 0 | 0
| 0 |  | 0 | 0
| 0 |  | 0 | 0
| 0 |  | 0 | 0
| 0 |  | 0 | 0
|  | Subtotal |  | 0
|  | Overhead and Profit | 22% | 0
|  | Subtotal |  | 0
|  | Contingency | 25% | 0
|  | Construction Total |  | 0
Town Administration and Engineering
|  | Town Administration | 5% | 0
|  | Engineering - Planning/Consultation | 5% | 50000
|  | Engineering - Design | 10% | 0
|  | Engineering - Construction | 15% | 0
|  | Total Estimated Project Cost |  | 50000 | Engineering News Record (ENR) = 10182 (Feb. 2016)
Town of Orleans, MA
FY 2016 Water Quality and Wastewater Planning
Estimated Annual Operation and Maintenance Costs
Floating Constructed Wetlands - Demonstration 1 - Data Refinement
Components | Quantity | Unit | Unit Cost | Extended Total | Remarks/Notes
| 0 |  | 0 | 0
| 0 |  | 0 | 0
| 0 |  | 0 | 0
| 0 |  | 0 | 0
| 0 |  | 0 | 0
| 0 |  | 0 | 0
| 0 |  | 0 | 0
| 0 |  | 0 | 0
| 0 |  | 0 | 0
| 0 |  | 0 | 0
|  | Subtotal |  | 0
|  | Contingency | 10% | 0
|  | Subtotal |  | 0
Town Administration and Engineering
|  | Town Administration | 3% | 0
|  | Engineering - Planning/Consultation | 0% | 0
|  | Engineering - Design | 0% | 0
|  | Engineering - Construction | 0% | 0
|  | Total Estimated Annual Operation and Maintenance Costs |  | 0 | Engineering News Record (ENR) = 10182 (Feb. 2016)
Town of Orleans, MA
FY 2016 Water Quality and Wastewater Planning
Estimated Replacement Costs
Floating Constructed Wetlands - Demonstration 1 - Data Refinement
Components | Quantity | Unit | Unit Cost | Extended Total | Remarks/Notes
Mobilization and Demobilization | 1 | LS | 0 | 0 | 5% of Other Items
| 0 |  | 0 | 0
| 0 |  | 0 | 0
| 0 |  | 0 | 0
| 0 |  | 0 | 0
| 0 |  | 0 | 0
| 0 |  | 0 | 0
| 0 |  | 0 | 0
| 0 |  | 0 | 0
| 0 |  | 0 | 0
|  | Subtotal |  | 0
|  | Overhead and Profit | 22% | 0
|  | Subtotal |  | 0
|  | Contingency | 30% | 0
|  | Construction Total |  | 0
Town Administration and Engineering
|  | Town Administration | 3% | 0
|  | Engineering - Planning/Consultation | 0% | 0
|  | Engineering - Design | 10% | 0
|  | Engineering - Construction | 15% | 0
|  | Total Estimated Replacement Cost |  | 0 | Engineering News Record (ENR) = 10182 (Feb. 2016)
Town of Orleans, MA
FY 2016 Water Quality and Wastewater Planning
Estimated Annual Monitoring Costs
Floating Constructed Wetlands - Demonstration 1 - Data Refinement
Components | Quantity | Unit | Unit Cost | Extended Total | Remarks/Notes
| 0 |  | 0 | 0
| 0 |  | 0 | 0
| 0 |  | 0 | 0
| 0 |  | 0 | 0
| 0 |  | 0 | 0
| 0 |  | 0 | 0
| 0 |  | 0 | 0
| 0 |  | 0 | 0
| 0 |  | 0 | 0
| 0 |  | 0 | 0
|  | Subtotal |  | 0
|  | Contingency | 10% | 0
|  | Subtotal |  | 0
Town Administration and Engineering
|  | Town Administration | 5% | 0
|  | Engineering - Planning/Consultation | 3% | 0
|  | Engineering - Design | 0% | 0
|  | Engineering - Construction | 0% | 0
|  | Total Estimated Annual Monitoring Costs |  | 0 | Engineering News Record (ENR) = 10182 (Feb. 2016)

## FCW - D2
Town of Orleans, MA
FY 2016 Water Quality and Wastewater Planning
Estimated Capital Costs
Floating Constructed Wetlands - Demonstration 2 - Lonnie's Pond
Components | Quantity | Unit | Unit Cost | Extended Total | Remarks/Notes
Mobilization and Demobilization | 1 | LS | 51410 | 51400 | 5% of Other Items
FCW Module - Manufacturing and Shipping | 32500 | Ea. | 22 | 715000 | As quoted by Floating Wetland Solutions, February 2016
FCW Module - Installation | 1 | Ea. | 113000 | 113000 | As quoted by Floating Wetland Solutions, February 2016
Anchors & Mooring Ropes - Purchase and Shipping | 8 | Ea. | 1250 | 10000 | Assumes four anchors & ropes per island, 2 islands
Anchor & Mooring Ropes - Install | 8 | Ea. | 90 | 700 | Based on labor provided for NYC project, August 2015
Plants - purchase and shipping | 32500 | Ea. | 3 | 97500 | Assumes local nursery with multiple shipping
Plants - staging and install | 32500 | Ea. | 2 | 65000 | 2" plugs (one per sq. ft.)
Freight | 1 | Allow. | 25000 | 25000 | 10 truckloads
Waterfowl Fencing | 2 | L.F. | 1000 | 2000 | Assumes stringing and plastic fencing for 16,250 lf/island
| 0 |  | 0 | 0
| 0 |  | 0 | 0
| 0 |  | 0 | 0
| 0 |  | 0 | 0
| 0 |  | 0 | 0
| 0 |  | 0 | 0
|  | Subtotal |  | 1079600
|  | Overhead and Profit | 22% | 237500
|  | Subtotal |  | 1317100
|  | Contingency | 25% | 329300
|  | Construction Total |  | 1646400
Town Administration and Engineering
|  | Town Administration | 5% | 82300
|  | Engineering - Planning/Consultation | 5% | 82300
|  | Engineering - Design | 10% | 164600
|  | Engineering - Construction | 15% | 247000
|  | Total Estimated Project Cost |  | 2222600 | Engineering News Record (ENR) = 10182 (Feb. 2016)
Town of Orleans, MA
FY 2016 Water Quality and Wastewater Planning
Estimated Annual Operation and Maintenance Costs
Floating Constructed Wetlands - Demonstration 2 - Lonnie's Pond
Components | Quantity | Unit | Unit Cost | Extended Total | Remarks/Notes
Seasonal Site Review and Maintenance | 2 | Ea. | 6000 | 12000 | Annual Cost - to occur each spring and fall
| 0 |  | 0 | 0
| 0 |  | 0 | 0
| 0 |  | 0 | 0
| 0 |  | 0 | 0
| 0 |  | 0 | 0
| 0 |  | 0 | 0
| 0 |  | 0 | 0
| 0 |  | 0 | 0
| 0 |  | 0 | 0
|  | Subtotal |  | 12000
|  | Contingency | 10% | 1200
|  | Subtotal |  | 13200
Town Administration and Engineering
|  | Town Administration | 3% | 400
|  | Engineering - Planning/Consultation | 0% | 0
|  | Engineering - Design | 0% | 0
|  | Engineering - Construction | 0% | 0
|  | Total Estimated Annual Operation and Maintenance Costs |  | 13600 | Engineering News Record (ENR) = 10182 (Feb. 2016)
Town of Orleans, MA
FY 2016 Water Quality and Wastewater Planning
Estimated Replacement Costs
Floating Constructed Wetlands - Demonstration 2 - Lonnie's Pond
Components | Quantity | Unit | Unit Cost | Extended Total | Remarks/Notes
Mobilization and Demobilization | 1 | LS | 595 | 600 | 5% of Other Items
Plantings | 1625 | Ea. | 3 | 4900 | 5% of Initial Plantings
Site review and replanting | 1 | L.S. | 6000 | 6000
Waterfowl Fencing | 1 | Ea. | 1000 | 1000
| 0 |  | 0 | 0
| 0 |  | 0 | 0
| 0 |  | 0 | 0
| 0 |  | 0 | 0
| 0 |  | 0 | 0
| 0 |  | 0 | 0
|  | Subtotal |  | 12500
|  | Overhead and Profit | 22% | 2800
|  | Subtotal |  | 15300
|  | Contingency | 30% | 4600
|  | Construction Total |  | 19900
Town Administration and Engineering
|  | Town Administration | 3% | 600
|  | Engineering - Planning/Consultation | 0% | 0
|  | Engineering - Design | 10% | 2000
|  | Engineering - Construction | 15% | 3000
|  | Total Estimated Replacement Cost |  | 25500 | Engineering News Record (ENR) = 10182 (Feb. 2016)
Town of Orleans, MA
FY 2016 Water Quality and Wastewater Planning
Estimated Annual Monitoring Costs
Floating Constructed Wetlands - Demonstration 2 - Lonnie's Pond
Components | Quantity | Unit | Unit Cost | Extended Total | Remarks/Notes
Monthly Field Visits | 12 | Ea. | 3200 | 38400 | Assume 2 people, $100/hour, two 8-hour days
Water Quality Samples | 48 | Ea. | 450 | 21600 | Assumes 4 samples each month
Dataloggers | 4 | Ea. | 8000 | 32000 | Assumes one on each side of 2 islands
Download & Analysis of Dataloggers | 0 | Ea. | 0 | 0
Biomass Sampling & Analysis | 1 | Ea. | 15000 | 15000 | Based on sampling performed for Baltimore Harbor
| 0 |  | 0 | 0
| 0 |  | 0 | 0
| 0 |  | 0 | 0
| 0 |  | 0 | 0
| 0 |  | 0 | 0
|  | Subtotal |  | 107000
|  | Contingency | 10% | 10700
|  | Subtotal |  | 117700
Town Administration and Engineering
|  | Town Administration | 5% | 5900
|  | Engineering - Planning/Consultation | 3% | 3500
|  | Engineering - Design | 0% | 0
|  | Engineering - Construction | 0% | 0
|  | Total Estimated Annual Monitoring Costs |  | 127100 | Engineering News Record (ENR) = 10182 (Feb. 2016)

## FCW - S1
Town of Orleans, MA
FY 2016 Water Quality and Wastewater Planning
Estimated Capital Costs
Floating Constructed Wetlands - Site 1 - Cost Efficacy to Be Validated
Components | Quantity | Unit | Unit Cost | Extended Total | Remarks/Notes
Mobilization and Demobilization | 1 | LS | 348180 | 348200 | 5% of Other Items
FCW Module - Manufacturing and Shipping | 230000 | Ea. | 22 | 5060000 | As quoted by Floating Wetland Solutions, February 2016
FCW Module - Installation | 5 | Ea. | 113000 | 565000 | As quoted by Floating Wetland Solutions, February 2016
Anchors & Mooring Ropes - Purchase and Shipping | 40 | Ea. | 1250 | 50000 | Assumes four anchors & ropes per island, 2 islands
Anchor & Mooring Ropes - Install | 40 | Ea. | 90 | 3600 | Based on labor provided for NYC project, August 2015
Plants - purchase and shipping | 230000 | Ea. | 3 | 690000 | Assumes local nursery with multiple shipping
Plants - staging and install | 230000 | Ea. | 2 | 460000 | 2" plugs (one per sq. ft.)
Freight | 5 | Allow. | 25000 | 125000 | 10 truckloads
Waterfowl Fencing | 10 | L.F. | 1000 | 10000 | Assumes stringing and plastic fencing for 16,250 lf/island
| 0 | 0 | 0 | 0
| 0 | 0 | 0 | 0
| 0 | 0 | 0 | 0
| 0 | 0 | 0 | 0
| 0 | 0 | 0 | 0
| 0 | 0 | 0 | 0 | FCW Demo based on 0.7 Acre. Full Scale based on 5 acres.
|  | Subtotal |  | 7311800
|  | Overhead and Profit | 22% | 1608600
|  | Subtotal |  | 8920400
|  | Contingency | 25% | 2230100
|  | Construction Total |  | 11150500
Town Administration and Engineering
|  | Town Administration | 5% | 557500
|  | Engineering - Planning/Consultation | 5% | 557500
|  | Engineering - Design | 10% | 1115100
|  | Engineering - Construction | 15% | 1672600
|  | Total Estimated Project Cost |  | 15053200 | Engineering News Record (ENR) = 10182 (Feb. 2016)
Town of Orleans, MA
FY 2016 Water Quality and Wastewater Planning
Estimated Annual Operation and Maintenance Costs
Floating Constructed Wetlands - Site 1 - Cost Efficacy to Be Validated
Components | Quantity | Unit | Unit Cost | Extended Total | Remarks/Notes
Seasonal Site Review and Maintenance | 10 | Ea. | 6000 | 60000 | Annual Cost - to occur each spring and fall
| 0 | 0 | 0 | 0
| 0 | 0 | 0 | 0
| 0 | 0 | 0 | 0
| 0 | 0 | 0 | 0
| 0 | 0 | 0 | 0
| 0 | 0 | 0 | 0
| 0 | 0 | 0 | 0
| 0 | 0 | 0 | 0
| 0 | 0 | 0 | 0 | FCW Demo based on 0.7 Acre. Full Scale based on 5 acres.
|  | Subtotal |  | 60000
|  | Contingency | 10% | 6000
|  | Subtotal |  | 66000
Town Administration and Engineering
|  | Town Administration | 3% | 2000
|  | Engineering - Planning/Consultation | 0% | 0
|  | Engineering - Design | 0% | 0
|  | Engineering - Construction | 0% | 0
|  | Total Estimated Annual Operation and Maintenance Costs |  | 68000 | Engineering News Record (ENR) = 10182 (Feb. 2016)
Town of Orleans, MA
FY 2016 Water Quality and Wastewater Planning
Estimated Replacement Costs
Floating Constructed Wetlands - Site 1 - Cost Efficacy to Be Validated
Components | Quantity | Unit | Unit Cost | Extended Total | Remarks/Notes
Mobilization and Demobilization | 1 | LS | 3125 | 3100 | 5% of Other Items
Plantings | 11500 | Ea. | 3 | 34500 | 5% of Initial Plantings
Site review and replanting | 4 | L.S. | 6000 | 24000
Waterfowl Fencing | 4 | Ea. | 1000 | 4000
| 0 | 0 | 0 | 0
| 0 | 0 | 0 | 0
| 0 | 0 | 0 | 0
| 0 | 0 | 0 | 0
| 0 | 0 | 0 | 0
| 0 | 0 | 0 | 0 | FCW Demo based on 0.7 Acre. Full Scale based on 5 acres.
|  | Subtotal |  | 65600
|  | Overhead and Profit | 22% | 14400
|  | Subtotal |  | 80000
|  | Contingency | 30% | 24000
|  | Construction Total |  | 104000
Town Administration and Engineering
|  | Town Administration | 3% | 3100
|  | Engineering - Planning/Consultation | 0% | 0
|  | Engineering - Design | 10% | 10400
|  | Engineering - Construction | 15% | 15600
|  | Total Estimated Replacement Cost |  | 133100 | Engineering News Record (ENR) = 10182 (Feb. 2016)
Town of Orleans, MA
FY 2016 Water Quality and Wastewater Planning
Estimated Annual Monitoring Costs
Floating Constructed Wetlands - Site 1 - Cost Efficacy to Be Validated
Components | Quantity | Unit | Unit Cost | Extended Total | Remarks/Notes
Monthly Field Visits | 12 | Ea. | 3200 | 38400 | Assume 2 people, $100/hour, two 8-hour days
Water Quality Samples | 80 | Ea. | 450 | 36000 | Assumes 4 samples each month
Dataloggers | 20 | Ea. | 8000 | 160000 | Assumes one on each side of 2 islands
Download & Analysis of Dataloggers | 0 | Ea. | 0 | 0
Biomass Sampling & Analysis | 5 | Ea. | 15000 | 75000 | Based on sampling performed for Baltimore Harbor
| 0 | 0 | 0 | 0
| 0 | 0 | 0 | 0
| 0 | 0 | 0 | 0
| 0 | 0 | 0 | 0
| 0 | 0 | 0 | 0
|  | Subtotal |  | 309400
|  | Contingency | 10% | 30900
|  | Subtotal |  | 340300
Town Administration and Engineering
|  | Town Administration | 5% | 17000
|  | Engineering - Planning/Consultation | 3% | 10200
|  | Engineering - Design | 0% | 0
|  | Engineering - Construction | 0% | 0
|  | Total Estimated Annual Monitoring Costs |  | 367500 | Engineering News Record (ENR) = 10182 (Feb. 2016)

## FCW - S2
Town of Orleans, MA
FY 2016 Water Quality and Wastewater Planning
Estimated Capital Costs
Floating Constructed Wetlands - Site 2
Components | Quantity | Unit | Unit Cost | Extended Total | Remarks/Notes
Mobilization and Demobilization | 1 | LS | 0 | 0 | 5% of Other Items
| 0 |  | 0 | 0
| 0 |  | 0 | 0
| 0 |  | 0 | 0
| 0 |  | 0 | 0
| 0 |  | 0 | 0
| 0 |  | 0 | 0
| 0 |  | 0 | 0
| 0 |  | 0 | 0
| 0 |  | 0 | 0
| 0 |  | 0 | 0
| 0 |  | 0 | 0
| 0 |  | 0 | 0
| 0 |  | 0 | 0
| 0 |  | 0 | 0
|  | Subtotal |  | 0
|  | Overhead and Profit | 22% | 0
|  | Subtotal |  | 0
|  | Contingency | 25% | 0
|  | Construction Total |  | 0
Town Administration and Engineering
|  | Town Administration | 5% | 0
|  | Engineering - Planning/Consultation | 5% | 0
|  | Engineering - Design | 10% | 0
|  | Engineering - Construction | 15% | 0
|  | Total Estimated Project Cost |  | 0 | Engineering News Record (ENR) = 10182 (Feb. 2016)
Town of Orleans, MA
FY 2016 Water Quality and Wastewater Planning
Estimated Annual Operation and Maintenance Costs
Floating Constructed Wetlands - Site 2
Components | Quantity | Unit | Unit Cost | Extended Total | Remarks/Notes
| 0 |  | 0 | 0
| 0 |  | 0 | 0
| 0 |  | 0 | 0
| 0 |  | 0 | 0
| 0 |  | 0 | 0
| 0 |  | 0 | 0
| 0 |  | 0 | 0
| 0 |  | 0 | 0
| 0 |  | 0 | 0
| 0 |  | 0 | 0
|  | Subtotal |  | 0
|  | Contingency | 10% | 0
|  | Subtotal |  | 0
Town Administration and Engineering
|  | Town Administration | 3% | 0
|  | Engineering - Planning/Consultation | 0% | 0
|  | Engineering - Design | 0% | 0
|  | Engineering - Construction | 0% | 0
|  | Total Estimated Annual Operation and Maintenance Costs |  | 0 | Engineering News Record (ENR) = 10182 (Feb. 2016)
Town of Orleans, MA
FY 2016 Water Quality and Wastewater Planning
Estimated Replacement Costs
Floating Constructed Wetlands - Site 2
Components | Quantity | Unit | Unit Cost | Extended Total | Remarks/Notes
Mobilization and Demobilization | 1 | LS | 0 | 0 | 5% of Other Items
| 0 |  | 0 | 0
| 0 |  | 0 | 0
| 0 |  | 0 | 0
| 0 |  | 0 | 0
| 0 |  | 0 | 0
| 0 |  | 0 | 0
| 0 |  | 0 | 0
| 0 |  | 0 | 0
| 0 |  | 0 | 0
|  | Subtotal |  | 0
|  | Overhead and Profit | 22% | 0
|  | Subtotal |  | 0
|  | Contingency | 30% | 0
|  | Construction Total |  | 0
Town Administration and Engineering
|  | Town Administration | 3% | 0
|  | Engineering - Planning/Consultation | 0% | 0
|  | Engineering - Design | 10% | 0
|  | Engineering - Construction | 15% | 0
|  | Total Estimated Replacement Cost |  | 0 | Engineering News Record (ENR) = 10182 (Feb. 2016)
Town of Orleans, MA
FY 2016 Water Quality and Wastewater Planning
Estimated Annual Monitoring Costs
Floating Constructed Wetlands - Site 2
Components | Quantity | Unit | Unit Cost | Extended Total | Remarks/Notes
| 0 |  | 0 | 0
| 0 |  | 0 | 0
| 0 |  | 0 | 0
| 0 |  | 0 | 0
| 0 |  | 0 | 0
| 0 |  | 0 | 0
| 0 |  | 0 | 0
| 0 |  | 0 | 0
| 0 |  | 0 | 0
| 0 |  | 0 | 0
|  | Subtotal |  | 0
|  | Contingency | 10% | 0
|  | Subtotal |  | 0
Town Administration and Engineering
|  | Town Administration | 5% | 0
|  | Engineering - Planning/Consultation | 3% | 0
|  | Engineering - Design | 0% | 0
|  | Engineering - Construction | 0% | 0
|  | Total Estimated Annual Monitoring Costs |  | 0 | Engineering News Record (ENR) = 10182 (Feb. 2016)

## FCW - S3
Town of Orleans, MA
FY 2016 Water Quality and Wastewater Planning
Estimated Capital Costs
Floating Constructed Wetlands - Site 3
Components | Quantity | Unit | Unit Cost | Extended Total | Remarks/Notes
Mobilization and Demobilization | 1 | LS | 0 | 0 | 5% of Other Items
| 0 |  | 0 | 0
| 0 |  | 0 | 0
| 0 |  | 0 | 0
| 0 |  | 0 | 0
| 0 |  | 0 | 0
| 0 |  | 0 | 0
| 0 |  | 0 | 0
| 0 |  | 0 | 0
| 0 |  | 0 | 0
| 0 |  | 0 | 0
| 0 |  | 0 | 0
| 0 |  | 0 | 0
| 0 |  | 0 | 0
| 0 |  | 0 | 0
|  | Subtotal |  | 0
|  | Overhead and Profit | 22% | 0
|  | Subtotal |  | 0
|  | Contingency | 25% | 0
|  | Construction Total |  | 0
Town Administration and Engineering
|  | Town Administration | 5% | 0
|  | Engineering - Planning/Consultation | 5% | 0
|  | Engineering - Design | 10% | 0
|  | Engineering - Construction | 15% | 0
|  | Total Estimated Project Cost |  | 0 | Engineering News Record (ENR) = 10182 (Feb. 2016)
Town of Orleans, MA
FY 2016 Water Quality and Wastewater Planning
Estimated Annual Operation and Maintenance Costs
Floating Constructed Wetlands - Site 3
Components | Quantity | Unit | Unit Cost | Extended Total | Remarks/Notes
| 0 |  | 0 | 0
| 0 |  | 0 | 0
| 0 |  | 0 | 0
| 0 |  | 0 | 0
| 0 |  | 0 | 0
| 0 |  | 0 | 0
| 0 |  | 0 | 0
| 0 |  | 0 | 0
| 0 |  | 0 | 0
| 0 |  | 0 | 0
|  | Subtotal |  | 0
|  | Contingency | 10% | 0
|  | Subtotal |  | 0
Town Administration and Engineering
|  | Town Administration | 3% | 0
|  | Engineering - Planning/Consultation | 0% | 0
|  | Engineering - Design | 0% | 0
|  | Engineering - Construction | 0% | 0
|  | Total Estimated Annual Operation and Maintenance Costs |  | 0 | Engineering News Record (ENR) = 10182 (Feb. 2016)
Town of Orleans, MA
FY 2016 Water Quality and Wastewater Planning
Estimated Replacement Costs
Floating Constructed Wetlands - Site 3
Components | Quantity | Unit | Unit Cost | Extended Total | Remarks/Notes
Mobilization and Demobilization | 1 | LS | 0 | 0 | 5% of Other Items
| 0 |  | 0 | 0
| 0 |  | 0 | 0
| 0 |  | 0 | 0
| 0 |  | 0 | 0
| 0 |  | 0 | 0
| 0 |  | 0 | 0
| 0 |  | 0 | 0
| 0 |  | 0 | 0
| 0 |  | 0 | 0
|  | Subtotal |  | 0
|  | Overhead and Profit | 22% | 0
|  | Subtotal |  | 0
|  | Contingency | 30% | 0
|  | Construction Total |  | 0
Town Administration and Engineering
|  | Town Administration | 3% | 0
|  | Engineering - Planning/Consultation | 0% | 0
|  | Engineering - Design | 10% | 0
|  | Engineering - Construction | 15% | 0
|  | Total Estimated Replacement Cost |  | 0 | Engineering News Record (ENR) = 10182 (Feb. 2016)
Town of Orleans, MA
FY 2016 Water Quality and Wastewater Planning
Estimated Annual Monitoring Costs
Floating Constructed Wetlands - Site 3
Components | Quantity | Unit | Unit Cost | Extended Total | Remarks/Notes
| 0 |  | 0 | 0
| 0 |  | 0 | 0
| 0 |  | 0 | 0
| 0 |  | 0 | 0
| 0 |  | 0 | 0
| 0 |  | 0 | 0
| 0 |  | 0 | 0
| 0 |  | 0 | 0
| 0 |  | 0 | 0
| 0 |  | 0 | 0
|  | Subtotal |  | 0
|  | Contingency | 10% | 0
|  | Subtotal |  | 0
Town Administration and Engineering
|  | Town Administration | 5% | 0
|  | Engineering - Planning/Consultation | 3% | 0
|  | Engineering - Design | 0% | 0
|  | Engineering - Construction | 0% | 0
|  | Total Estimated Annual Monitoring Costs |  | 0 | Engineering News Record (ENR) = 10182 (Feb. 2016)

## FCW - S4
Town of Orleans, MA
FY 2016 Water Quality and Wastewater Planning
Estimated Capital Costs
Floating Constructed Wetlands - Site 4
Components | Quantity | Unit | Unit Cost | Extended Total | Remarks/Notes
Mobilization and Demobilization | 1 | LS | 0 | 0 | 5% of Other Items
| 0 |  | 0 | 0
| 0 |  | 0 | 0
| 0 |  | 0 | 0
| 0 |  | 0 | 0
| 0 |  | 0 | 0
| 0 |  | 0 | 0
| 0 |  | 0 | 0
| 0 |  | 0 | 0
| 0 |  | 0 | 0
| 0 |  | 0 | 0
| 0 |  | 0 | 0
| 0 |  | 0 | 0
| 0 |  | 0 | 0
| 0 |  | 0 | 0
|  | Subtotal |  | 0
|  | Overhead and Profit | 22% | 0
|  | Subtotal |  | 0
|  | Contingency | 25% | 0
|  | Construction Total |  | 0
Town Administration and Engineering
|  | Town Administration | 5% | 0
|  | Engineering - Planning/Consultation | 5% | 0
|  | Engineering - Design | 10% | 0
|  | Engineering - Construction | 15% | 0
|  | Total Estimated Project Cost |  | 0 | Engineering News Record (ENR) = 10182 (Feb. 2016)
Town of Orleans, MA
FY 2016 Water Quality and Wastewater Planning
Estimated Annual Operation and Maintenance Costs
Floating Constructed Wetlands - Site 4
Components | Quantity | Unit | Unit Cost | Extended Total | Remarks/Notes
| 0 |  | 0 | 0
| 0 |  | 0 | 0
| 0 |  | 0 | 0
| 0 |  | 0 | 0
| 0 |  | 0 | 0
| 0 |  | 0 | 0
| 0 |  | 0 | 0
| 0 |  | 0 | 0
| 0 |  | 0 | 0
| 0 |  | 0 | 0
|  | Subtotal |  | 0
|  | Contingency | 10% | 0
|  | Subtotal |  | 0
Town Administration and Engineering
|  | Town Administration | 3% | 0
|  | Engineering - Planning/Consultation | 0% | 0
|  | Engineering - Design | 0% | 0
|  | Engineering - Construction | 0% | 0
|  | Total Estimated Annual Operation and Maintenance Costs |  | 0 | Engineering News Record (ENR) = 10182 (Feb. 2016)
Town of Orleans, MA
FY 2016 Water Quality and Wastewater Planning
Estimated Replacement Costs
Floating Constructed Wetlands - Site 4
Components | Quantity | Unit | Unit Cost | Extended Total | Remarks/Notes
Mobilization and Demobilization | 1 | LS | 0 | 0 | 5% of Other Items
| 0 |  | 0 | 0
| 0 |  | 0 | 0
| 0 |  | 0 | 0
| 0 |  | 0 | 0
| 0 |  | 0 | 0
| 0 |  | 0 | 0
| 0 |  | 0 | 0
| 0 |  | 0 | 0
| 0 |  | 0 | 0
|  | Subtotal |  | 0
|  | Overhead and Profit | 22% | 0
|  | Subtotal |  | 0
|  | Contingency | 30% | 0
|  | Construction Total |  | 0
Town Administration and Engineering
|  | Town Administration | 3% | 0
|  | Engineering - Planning/Consultation | 0% | 0
|  | Engineering - Design | 10% | 0
|  | Engineering - Construction | 15% | 0
|  | Total Estimated Replacement Cost |  | 0 | Engineering News Record (ENR) = 10182 (Feb. 2016)
Town of Orleans, MA
FY 2016 Water Quality and Wastewater Planning
Estimated Annual Monitoring Costs
Floating Constructed Wetlands - Site 4
Components | Quantity | Unit | Unit Cost | Extended Total | Remarks/Notes
| 0 |  | 0 | 0
| 0 |  | 0 | 0
| 0 |  | 0 | 0
| 0 |  | 0 | 0
| 0 |  | 0 | 0
| 0 |  | 0 | 0
| 0 |  | 0 | 0
| 0 |  | 0 | 0
| 0 |  | 0 | 0
| 0 |  | 0 | 0
|  | Subtotal |  | 0
|  | Contingency | 10% | 0
|  | Subtotal |  | 0
Town Administration and Engineering
|  | Town Administration | 5% | 0
|  | Engineering - Planning/Consultation | 3% | 0
|  | Engineering - Design | 0% | 0
|  | Engineering - Construction | 0% | 0
|  | Total Estimated Annual Monitoring Costs |  | 0 | Engineering News Record (ENR) = 10182 (Feb. 2016)

## FCW - S5
Town of Orleans, MA
FY 2016 Water Quality and Wastewater Planning
Estimated Capital Costs
Floating Constructed Wetlands - Site 5
Components | Quantity | Unit | Unit Cost | Extended Total | Remarks/Notes
Mobilization and Demobilization | 1 | LS | 0 | 0 | 5% of Other Items
| 0 |  | 0 | 0
| 0 |  | 0 | 0
| 0 |  | 0 | 0
| 0 |  | 0 | 0
| 0 |  | 0 | 0
| 0 |  | 0 | 0
| 0 |  | 0 | 0
| 0 |  | 0 | 0
| 0 |  | 0 | 0
| 0 |  | 0 | 0
| 0 |  | 0 | 0
| 0 |  | 0 | 0
| 0 |  | 0 | 0
| 0 |  | 0 | 0
|  | Subtotal |  | 0
|  | Overhead and Profit | 22% | 0
|  | Subtotal |  | 0
|  | Contingency | 25% | 0
|  | Construction Total |  | 0
Town Administration and Engineering
|  | Town Administration | 5% | 0
|  | Engineering - Planning/Consultation | 5% | 0
|  | Engineering - Design | 10% | 0
|  | Engineering - Construction | 15% | 0
|  | Total Estimated Project Cost |  | 0 | Engineering News Record (ENR) = 10182 (Feb. 2016)
Town of Orleans, MA
FY 2016 Water Quality and Wastewater Planning
Estimated Annual Operation and Maintenance Costs
Floating Constructed Wetlands - Site 5
Components | Quantity | Unit | Unit Cost | Extended Total | Remarks/Notes
| 0 |  | 0 | 0
| 0 |  | 0 | 0
| 0 |  | 0 | 0
| 0 |  | 0 | 0
| 0 |  | 0 | 0
| 0 |  | 0 | 0
| 0 |  | 0 | 0
| 0 |  | 0 | 0
| 0 |  | 0 | 0
| 0 |  | 0 | 0
|  | Subtotal |  | 0
|  | Contingency | 10% | 0
|  | Subtotal |  | 0
Town Administration and Engineering
|  | Town Administration | 3% | 0
|  | Engineering - Planning/Consultation | 0% | 0
|  | Engineering - Design | 0% | 0
|  | Engineering - Construction | 0% | 0
|  | Total Estimated Annual Operation and Maintenance Costs |  | 0 | Engineering News Record (ENR) = 10182 (Feb. 2016)
Town of Orleans, MA
FY 2016 Water Quality and Wastewater Planning
Estimated Replacement Costs
Floating Constructed Wetlands - Site 5
Components | Quantity | Unit | Unit Cost | Extended Total | Remarks/Notes
Mobilization and Demobilization | 1 | LS | 0 | 0 | 5% of Other Items
| 0 |  | 0 | 0
| 0 |  | 0 | 0
| 0 |  | 0 | 0
| 0 |  | 0 | 0
| 0 |  | 0 | 0
| 0 |  | 0 | 0
| 0 |  | 0 | 0
| 0 |  | 0 | 0
| 0 |  | 0 | 0
|  | Subtotal |  | 0
|  | Overhead and Profit | 22% | 0
|  | Subtotal |  | 0
|  | Contingency | 30% | 0
|  | Construction Total |  | 0
Town Administration and Engineering
|  | Town Administration | 3% | 0
|  | Engineering - Planning/Consultation | 0% | 0
|  | Engineering - Design | 10% | 0
|  | Engineering - Construction | 15% | 0
|  | Total Estimated Replacement Cost |  | 0 | Engineering News Record (ENR) = 10182 (Feb. 2016)
Town of Orleans, MA
FY 2016 Water Quality and Wastewater Planning
Estimated Annual Monitoring Costs
Floating Constructed Wetlands - Site 5
Components | Quantity | Unit | Unit Cost | Extended Total | Remarks/Notes
| 0 |  | 0 | 0
| 0 |  | 0 | 0
| 0 |  | 0 | 0
| 0 |  | 0 | 0
| 0 |  | 0 | 0
| 0 |  | 0 | 0
| 0 |  | 0 | 0
| 0 |  | 0 | 0
| 0 |  | 0 | 0
| 0 |  | 0 | 0
|  | Subtotal |  | 0
|  | Contingency | 10% | 0
|  | Subtotal |  | 0
Town Administration and Engineering
|  | Town Administration | 5% | 0
|  | Engineering - Planning/Consultation | 3% | 0
|  | Engineering - Design | 0% | 0
|  | Engineering - Construction | 0% | 0
|  | Total Estimated Annual Monitoring Costs |  | 0 | Engineering News Record (ENR) = 10182 (Feb. 2016)

## PRB - D1
Town of Orleans, MA
FY 2016 Water Quality and Wastewater Planning
Estimated Capital Costs
Permeable Reactive Barriers - Demonstration 1 - Landfill Focused Injection Test
Components | Quantity | Unit | Unit Cost | Extended Total | Remarks/Notes
Mobilization and Demobilization | 1 | LS | 5455 | 5500 | 5% of Other Items
Monitoring Well Drilling and Installation | 18 | Ea. | 2500 | 45000 | Cost per monitoring well. Includes drilling contractor labor, materials, vacuum pre-clearing, and engineering oversight
Baseline Monitoring Well Sampling | 22 | Ea. | 850 | 18700 | Cost Per Monitoring Well (sampling labor, equipment, and laboratory analyses)
UIC Permit | 1 | Allow. | 5785 | 5800 | MassDEP permit fees plus engineering labor to complete permit
PRB Demonstration Test Injections | 50 | L.F. | 127 | 6400 | Includes injection labor and equipment, water, oversight (without EVO)
Emulsified Vegetable Oil (EVO) | 1560 | Gal. | 11.25 | 17600 | Totes of 260 gal. of 60% EVO; Quote from Terra Systems January 2016
Additional Engineer Field Activities | 10 | Days | 1265 | 12700 | Labor for markout and data collection; Includes vehicle costs
Survey | 1 | Days | 2865 | 2900 | Survey for new monitoring wells and injection points
| 0 |  | 0 | 0
|  |  | 0 | 0
|  |  | 0 | 0
| 0 |  | 0 | 0
| 0 |  | 0 | 0
| 0 |  | 0 | 0
| 0 |  | 0 | 0
|  | Subtotal |  | 114600
|  | Overhead and Profit | 22% | 25200
|  | Subtotal |  | 139800
|  | Contingency | 25% | 35000
|  | Construction Total |  | 174800
Town Administration and Engineering
|  | Town Administration | 5% | 8700
|  | Engineering - Planning/Consultation | 5% | 8700
|  | Engineering - Design | 10% | 17500
|  | Engineering - Construction | 15% | 26200
|  | Total Estimated Project Cost |  | 235900 | Engineering News Record (ENR) = 10182 (Feb. 2016)
Town of Orleans, MA
FY 2016 Water Quality and Wastewater Planning
Estimated Annual Operation and Maintenance Costs
Permeable Reactive Barriers - Demonstration 1 - Landfill Focused Injection Test
Components | Quantity | Unit | Unit Cost | Extended Total | Remarks/Notes
| 0 |  | 0 | 0 | No O&M Costs anticipated during Demo Period.
| 0 |  | 0 | 0
| 0 |  | 0 | 0
| 0 |  | 0 | 0
| 0 |  | 0 | 0
| 0 |  | 0 | 0
| 0 |  | 0 | 0
| 0 |  | 0 | 0
| 0 |  | 0 | 0
| 0 |  | 0 | 0
|  | Subtotal |  | 0
|  | Contingency | 10% | 0
|  | Subtotal |  | 0
Town Administration and Engineering
|  | Town Administration | 3% | 0
|  | Engineering - Planning/Consultation | 0% | 0
|  | Engineering - Design | 0% | 0
|  | Engineering - Construction | 0% | 0
|  | Total Estimated Annual Operation and Maintenance Costs |  | 0 | Engineering News Record (ENR) = 10182 (Feb. 2016)
Town of Orleans, MA
FY 2016 Water Quality and Wastewater Planning
Estimated Replacement Costs
Permeable Reactive Barriers - Demonstration 1 - Landfill Focused Injection Test
Components | Quantity | Unit | Unit Cost | Extended Total | Remarks/Notes
Mobilization and Demobilization | 1 | LS | 500 | 500 | 5% of Other Items
Monitoring Well Drilling and Installation | 4 | Ea. | 2500 | 10000 | Cost per monitoring well. Includes drilling contractor labor, materials, vacuum pre-clearing, and engineering oversight
| 0 |  | 0 | 0
| 0 |  | 0 | 0 | Cost included for repair/replacement of monitoring wells that may be damaged due to proximity to road over monitoring period of the Demonstration Test
| 0 |  | 0 | 0
| 0 |  | 0 | 0
| 0 |  | 0 | 0
| 0 |  | 0 | 0
| 0 |  | 0 | 0
| 0 |  | 0 | 0
|  | Subtotal |  | 10500
|  | Overhead and Profit | 22% | 2300
|  | Subtotal |  | 12800
|  | Contingency | 30% | 3800
|  | Construction Total |  | 16600
Town Administration and Engineering
|  | Town Administration | 3% | 500
|  | Engineering - Planning/Consultation | 0% | 0
|  | Engineering - Design | 10% | 1700
|  | Engineering - Construction | 15% | 2500
|  | Total Estimated Replacement Cost |  | 21300 | Engineering News Record (ENR) = 10182 (Feb. 2016)
Town of Orleans, MA
FY 2016 Water Quality and Wastewater Planning
Estimated Annual Monitoring Costs
Permeable Reactive Barriers - Demonstration 1 - Landfill Focused Injection Test
Components | Quantity | Unit | Unit Cost | Extended Total | Remarks/Notes
Sampling | 19 | Ea. | 3400 | 64600 | Annual cost per well for quarterly sampling; includes equipment (YSI, pump, water level, turbidity meter), sampling staff, and laboratory analyses
Quarterly Monitoring Reports | 120 | Hrs. | 130 | 15600 | 40 hours per quarterly report (3)
Annual Monitoring Report | 80 | Hrs. | 130 | 10400 | Assume monitoring for three years associated with PRB Demonstration test
| 0 |  | 0 | 0
| 0 |  | 0 | 0
| 0 |  | 0 | 0
| 0 |  | 0 | 0
| 0 |  | 0 | 0
| 0 |  | 0 | 0
| 0 |  | 0 | 0
|  | Subtotal |  | 90600
|  | Contingency | 10% | 9100
|  | Subtotal |  | 99700
Town Administration and Engineering
|  | Town Administration | 5% | 5000
|  | Engineering - Planning/Consultation | 3% | 3000
|  | Engineering - Design | 0% | 0
|  | Engineering - Construction | 0% | 0
|  | Total Estimated Annual Monitoring Costs |  | 107700 | Engineering News Record (ENR) = 10182 (Feb. 2016)

## PRB - D2
Town of Orleans, MA
FY 2016 Water Quality and Wastewater Planning
Estimated Capital Costs
Permeable Reactive Barriers - Demonstration 2 (Eldredge Park South Main St. Area)
Components | Quantity | Unit | Unit Cost | Extended Total | Remarks/Notes
Mobilization and Demobilization | 1 | LS | 17665 | 17700 | 5% of Other Items
Monitoring Well Drilling and Installation | 72 | Ea. | 2500 | 180000 | Cost per monitoring well. Includes drilling contractor labor, materials, vacuum pre-clearing, and engineering oversight
Baseline Monitoring Well Sampling | 72 | Ea. | 850 | 61200 | Cost Per Monitoring Well (sampling labor, equipment, and laboratory analyses)
UIC Permit | 1 | Allow. | 5785 | 5800 | MassDEP permit fees plus engineering labor to complete permit
PRB Demonstration Test Injections | 200 | L.F. | 106 | 21200 | Includes injection labor and equipment, water, oversight (without EVO)
Emulsified Vegetable Oil (EVO) | 4940 | Gal. | 11.25 | 55600 | Totes of 260 gal. of 60% EVO; Quote from Terra Systems January 2016
Additional Engineer Field Activities | 21 | Days | 1265 | 26600 | Labor for markout and data collection; Includes vehicle costs
Survey | 1 | Days | 2865 | 2900 | Survey for new monitoring wells and injection points
| 0 |  | 0 | 0
| 0 |  | 0 | 0
| 0 |  | 0 | 0
| 0 |  | 0 | 0
| 0 |  | 0 | 0
| 0 |  | 0 | 0
| 0 |  | 0 | 0
|  | Subtotal |  | 371000
|  | Overhead and Profit | 22% | 81600
|  | Subtotal |  | 452600
|  | Contingency | 25% | 113200
|  | Construction Total |  | 565800
Town Administration and Engineering
|  | Town Administration | 5% | 28300
|  | Engineering - Planning/Consultation | 5% | 28300
|  | Engineering - Design | 10% | 56600
|  | Engineering - Construction | 15% | 84900
|  | Total Estimated Project Cost |  | 763900 | Engineering News Record (ENR) = 10182 (Feb. 2016)
Town of Orleans, MA
FY 2016 Water Quality and Wastewater Planning
Estimated Annual Operation and Maintenance Costs
Permeable Reactive Barriers - Demonstration 2 (Eldredge Park South Main St. Area)
Components | Quantity | Unit | Unit Cost | Extended Total | Remarks/Notes
| 0 |  | 0 | 0 | No O&M Costs anticipated during Demo Period.
| 0 |  | 0 | 0
| 0 |  | 0 | 0
| 0 |  | 0 | 0
| 0 |  | 0 | 0
| 0 |  | 0 | 0
| 0 |  | 0 | 0
| 0 |  | 0 | 0
| 0 |  | 0 | 0
| 0 |  | 0 | 0
|  | Subtotal |  | 0
|  | Contingency | 10% | 0
|  | Subtotal |  | 0
Town Administration and Engineering
|  | Town Administration | 3% | 0
|  | Engineering - Planning/Consultation | 0% | 0
|  | Engineering - Design | 0% | 0
|  | Engineering - Construction | 0% | 0
|  | Total Estimated Annual Operation and Maintenance Costs |  | 0 | Engineering News Record (ENR) = 10182 (Feb. 2016)
Town of Orleans, MA
FY 2016 Water Quality and Wastewater Planning
Estimated Replacement Costs
Permeable Reactive Barriers - Demonstration 2 (Eldredge Park South Main St. Area)
Components | Quantity | Unit | Unit Cost | Extended Total | Remarks/Notes
Mobilization and Demobilization | 1 | LS | 1375 | 1400 | 5% of Other Items
Monitoring Well Drilling and Installation | 11 | Ea. | 2500 | 27500 | Cost per monitoring well. Includes drilling contractor labor, materials, vacuum pre-clearing, and engineering oversight
| 0 |  | 0 | 0 | Cost included for repair/replacement of monitoring wells that may be damaged due to proximity to road over monitoring period of the Demonstration Test
| 0 |  | 0 | 0
| 0 |  | 0 | 0
| 0 |  | 0 | 0
| 0 |  | 0 | 0
| 0 |  | 0 | 0
| 0 |  | 0 | 0
| 0 |  | 0 | 0
|  | Subtotal |  | 28900
|  | Overhead and Profit | 22% | 6400
|  | Subtotal |  | 35300
|  | Contingency | 30% | 10600
|  | Construction Total |  | 45900
Town Administration and Engineering
|  | Town Administration | 3% | 1400
|  | Engineering - Planning/Consultation | 0% | 0
|  | Engineering - Design | 10% | 4600
|  | Engineering - Construction | 15% | 6900
|  | Total Estimated Replacement Cost |  | 58800 | Engineering News Record (ENR) = 10182 (Feb. 2016)
Town of Orleans, MA
FY 2016 Water Quality and Wastewater Planning
Estimated Annual Monitoring Costs
Permeable Reactive Barriers - Demonstration 2 (Eldredge Park South Main St. Area)
Components | Quantity | Unit | Unit Cost | Extended Total | Remarks/Notes
Sampling | 57 | Ea. | 3400 | 193800 | Annual cost per well for quarterly sampling; includes equipment (YSI, pump, water level, turbidity meter), sampling staff, and laboratory analyses
Quarterly Monitoring Reports | 160 | Hrs. | 130 | 20800 | 40 hours per quarterly report (3)
Annual Monitoring Report | 80 | Hrs. | 130 | 10400 | Assume monitoring for three years associated with PRB Demonstration test
| 0 |  | 0 | 0
| 0 |  | 0 | 0
| 0 |  | 0 | 0
| 0 |  | 0 | 0
| 0 |  | 0 | 0
| 0 |  | 0 | 0
| 0 |  | 0 | 0
|  | Subtotal |  | 225000
|  | Contingency | 10% | 22500
|  | Subtotal |  | 247500
Town Administration and Engineering
|  | Town Administration | 5% | 12400
|  | Engineering - Planning/Consultation | 3% | 7400
|  | Engineering - Design | 0% | 0
|  | Engineering - Construction | 0% | 0
|  | Total Estimated Annual Monitoring Costs |  | 267300 | Engineering News Record (ENR) = 10182 (Feb. 2016)

## PRB - S1
Town of Orleans, MA
FY 2016 Water Quality and Wastewater Planning
Estimated Capital Costs
Permeable Reactive Barriers - Site 1
Components | Quantity | Unit | Unit Cost | Extended Total | Remarks/Notes
Mobilization and Demobilization | 1 | LS | 14170 | 14200 | 5% of Other Items
Monitoring Well Drilling and Installation | 15 | Ea. | 2500 | 37500
Baseline Monitoring Well Sampling | 19 | Ea. | 850 | 16200
UIC Permit | 1 | Allow. | 5785 | 5800
PRB Demonstration Test Injections | 550 | L.F. | 31.5813 | 17400
Emulsified Vegetable Oil (EVO) | 15600 | Gal. | 11.25 | 175500
Additional Engineer Field Activities | 20 | Days | 1265 | 25300
Survey | 2 | Days | 2865 | 5700
| 0 |  | 0 | 0
| 0 |  | 0 | 0
| 0 |  | 0 | 0
| 0 |  | 0 | 0
| 0 |  | 0 | 0
| 0 |  | 0 | 0
| 0 |  | 0 | 0
|  | Subtotal |  | 297600
|  | Overhead and Profit | 22% | 65500
|  | Subtotal |  | 363100
|  | Contingency | 25% | 90800
|  | Construction Total |  | 453900
Town Administration and Engineering
|  | Town Administration | 5% | 22700
|  | Engineering - Planning/Consultation | 5% | 22700
|  | Engineering - Design | 10% | 45400
|  | Engineering - Construction | 15% | 68100
|  | Total Estimated Project Cost |  | 612800 | Engineering News Record (ENR) = 10182 (Feb. 2016)
Town of Orleans, MA
FY 2016 Water Quality and Wastewater Planning
Estimated Annual Operation and Maintenance Costs
Permeable Reactive Barriers - Site 1
Components | Quantity | Unit | Unit Cost | Extended Total | Remarks/Notes
| 0 |  | 0 | 0 | No O&M Costs anticipated.
| 0 |  | 0 | 0
| 0 |  | 0 | 0
| 0 |  | 0 | 0
| 0 |  | 0 | 0
| 0 |  | 0 | 0
| 0 |  | 0 | 0
| 0 |  | 0 | 0
| 0 |  | 0 | 0
| 0 |  | 0 | 0
|  | Subtotal |  | 0
|  | Contingency | 10% | 0
|  | Subtotal |  | 0
Town Administration and Engineering
|  | Town Administration | 3% | 0
|  | Engineering - Planning/Consultation | 0% | 0
|  | Engineering - Design | 0% | 0
|  | Engineering - Construction | 0% | 0
|  | Total Estimated Annual Operation and Maintenance Costs |  | 0 | Engineering News Record (ENR) = 10182 (Feb. 2016)
Town of Orleans, MA
FY 2016 Water Quality and Wastewater Planning
Estimated Replacement Costs
Permeable Reactive Barriers - Site 1
Components | Quantity | Unit | Unit Cost | Extended Total | Remarks/Notes
Mobilization and Demobilization | 1 | LS | 375 | 400 | 5% of Other Items
Monitoring Well Drilling and Installation | 3 | Ea. | 2500 | 7500 | Cost per monitoring well. Includes drilling contractor labor, materials, vacuum pre-clearing, and engineering oversight.
| 0 |  | 0 | 0 | Cost includes the repair/replacement of monitoring wells that may be damaged due to proximity to road.
| 0 |  | 0 | 0
| 0 |  | 0 | 0
| 0 |  | 0 | 0
| 0 |  | 0 | 0
| 0 |  | 0 | 0
| 0 |  | 0 | 0
| 0 |  | 0 | 0
|  | Subtotal |  | 7900
|  | Overhead and Profit | 22% | 1700
|  | Subtotal |  | 9600
|  | Contingency | 30% | 2900
|  | Construction Total |  | 12500
Town Administration and Engineering
|  | Town Administration | 3% | 400
|  | Engineering - Planning/Consultation | 0% | 0
|  | Engineering - Design | 10% | 1300
|  | Engineering - Construction | 15% | 1900
|  | Total Estimated Replacement Cost |  | 16100 | Engineering News Record (ENR) = 10182 (Feb. 2016)
Town of Orleans, MA
FY 2016 Water Quality and Wastewater Planning
Estimated Annual Monitoring Costs
Permeable Reactive Barriers - Site 1
Components | Quantity | Unit | Unit Cost | Extended Total | Remarks/Notes
Sampling | 19 | Ea. | 3400 | 64600
Quarterly Monitoring Reports | 120 | Hrs. | 130 | 15600
Annual Monitoring Report | 80 | Hrs. | 130 | 10400
| 0 |  | 0 | 0
| 0 |  | 0 | 0
| 0 |  | 0 | 0
| 0 |  | 0 | 0
| 0 |  | 0 | 0
| 0 |  | 0 | 0
| 0 |  | 0 | 0
|  | Subtotal |  | 90600
|  | Contingency | 10% | 9100
|  | Subtotal |  | 99700
Town Administration and Engineering
|  | Town Administration | 5% | 5000
|  | Engineering - Planning/Consultation | 3% | 3000
|  | Engineering - Design | 0% | 0
|  | Engineering - Construction | 0% | 0
|  | Total Estimated Annual Monitoring Costs |  | 107700 | Engineering News Record (ENR) = 10182 (Feb. 2016)

## PRB - S2
Town of Orleans, MA
FY 2016 Water Quality and Wastewater Planning
Estimated Capital Costs
Permeable Reactive Barriers - Site 2
Components | Quantity | Unit | Unit Cost | Extended Total | Remarks/Notes
Mobilization and Demobilization | 1 | LS | 73620 | 73600 | 5% of Other Items
Monitoring Well Drilling and Installation | 99 | Ea. | 2500 | 247500
Baseline Monitoring Well Sampling | 105 | Ea. | 850 | 89300
UIC Permit | 1 | Allow. | 5785 | 5800
PRB Demonstration Test Injections | 3500 | L.F. | 31.5813 | 110500
Emulsified Vegetable Oil (EVO) | 85800 | Gal. | 11.25 | 965300
Additional Engineer Field Activities | 20 | Days | 1265 | 25300
Survey | 10 | Days | 2865 | 28700
| 0 |  | 0 | 0
| 0 |  | 0 | 0
| 0 |  | 0 | 0
| 0 |  | 0 | 0
| 0 |  | 0 | 0
| 0 |  | 0 | 0
| 0 |  | 0 | 0
|  | Subtotal |  | 1546000
|  | Overhead and Profit | 22% | 340100
|  | Subtotal |  | 1886100
|  | Contingency | 25% | 471500
|  | Construction Total |  | 2357600
Town Administration and Engineering
|  | Town Administration | 5% | 117900
|  | Engineering - Planning/Consultation | 5% | 117900
|  | Engineering - Design | 10% | 235800
|  | Engineering - Construction | 15% | 353600
|  | Total Estimated Project Cost |  | 3182800 | Engineering News Record (ENR) = 10182 (Feb. 2016)
Town of Orleans, MA
FY 2016 Water Quality and Wastewater Planning
Estimated Annual Operation and Maintenance Costs
Permeable Reactive Barriers - Site 2
Components | Quantity | Unit | Unit Cost | Extended Total | Remarks/Notes
| 0 |  | 0 | 0 | No O&M Costs anticipated.
| 0 |  | 0 | 0
| 0 |  | 0 | 0
| 0 |  | 0 | 0
| 0 |  | 0 | 0
| 0 |  | 0 | 0
| 0 |  | 0 | 0
| 0 |  | 0 | 0
| 0 |  | 0 | 0
| 0 |  | 0 | 0
|  | Subtotal |  | 0
|  | Contingency | 10% | 0
|  | Subtotal |  | 0
Town Administration and Engineering
|  | Town Administration | 3% | 0
|  | Engineering - Planning/Consultation | 0% | 0
|  | Engineering - Design | 0% | 0
|  | Engineering - Construction | 0% | 0
|  | Total Estimated Annual Operation and Maintenance Costs |  | 0 | Engineering News Record (ENR) = 10182 (Feb. 2016)
Town of Orleans, MA
FY 2016 Water Quality and Wastewater Planning
Estimated Replacement Costs
Permeable Reactive Barriers - Site 2
Components | Quantity | Unit | Unit Cost | Extended Total | Remarks/Notes
Mobilization and Demobilization | 1 | LS | 2000 | 2000 | 5% of Other Items
Monitoring Well Drilling and Installation | 16 | Ea. | 2500 | 40000 | Cost per monitoring well. Includes drilling contractor labor, materials, vacuum pre-clearing, and engineering oversight
| 0 |  | 0 | 0
| 0 |  | 0 | 0
| 0 |  | 0 | 0 | Cost included for repair/replacement of monitoring wells that may be damaged due to proximity to road
| 0 |  | 0 | 0
| 0 |  | 0 | 0
| 0 |  | 0 | 0
| 0 |  | 0 | 0
| 0 |  | 0 | 0
|  | Subtotal |  | 42000
|  | Overhead and Profit | 22% | 9200
|  | Subtotal |  | 51200
|  | Contingency | 30% | 15400
|  | Construction Total |  | 66600
Town Administration and Engineering
|  | Town Administration | 3% | 2000
|  | Engineering - Planning/Consultation | 0% | 0
|  | Engineering - Design | 10% | 6700
|  | Engineering - Construction | 15% | 10000
|  | Total Estimated Replacement Cost |  | 85300 | Engineering News Record (ENR) = 10182 (Feb. 2016)
Town of Orleans, MA
FY 2016 Water Quality and Wastewater Planning
Estimated Annual Monitoring Costs
Permeable Reactive Barriers - Site 2
Components | Quantity | Unit | Unit Cost | Extended Total | Remarks/Notes
Sampling | 105 | Ea. | 3400 | 357000
Quarterly Monitoring Reports | 120 | Hrs. | 130 | 15600
Annual Monitoring Report | 80 | Hrs. | 130 | 10400
| 0 |  | 0 | 0
| 0 |  | 0 | 0
| 0 |  | 0 | 0
| 0 |  | 0 | 0
| 0 |  | 0 | 0
| 0 |  | 0 | 0
| 0 |  | 0 | 0
|  | Subtotal |  | 383000
|  | Contingency | 10% | 38300
|  | Subtotal |  | 421300
Town Administration and Engineering
|  | Town Administration | 5% | 21100
|  | Engineering - Planning/Consultation | 3% | 12600
|  | Engineering - Design | 0% | 0
|  | Engineering - Construction | 0% | 0
|  | Total Estimated Annual Monitoring Costs |  | 455000 | Engineering News Record (ENR) = 10182 (Feb. 2016)

## PRB - S3
Town of Orleans, MA
FY 2016 Water Quality and Wastewater Planning
Estimated Capital Costs
Permeable Reactive Barriers - Site 3
Components | Quantity | Unit | Unit Cost | Extended Total | Remarks/Notes
Mobilization and Demobilization | 1 | LS | 0 | 0 | 5% of Other Items
| 0 |  | 0 | 0
| 0 |  | 0 | 0
| 0 |  | 0 | 0
| 0 |  | 0 | 0
| 0 |  | 0 | 0
| 0 |  | 0 | 0
| 0 |  | 0 | 0
| 0 |  | 0 | 0
| 0 |  | 0 | 0
| 0 |  | 0 | 0
| 0 |  | 0 | 0
| 0 |  | 0 | 0
| 0 |  | 0 | 0
| 0 |  | 0 | 0
|  | Subtotal |  | 0
|  | Overhead and Profit | 22% | 0
|  | Subtotal |  | 0
|  | Contingency | 25% | 0
|  | Construction Total |  | 0
Town Administration and Engineering
|  | Town Administration | 5% | 0
|  | Engineering - Planning/Consultation | 5% | 0
|  | Engineering - Design | 10% | 0
|  | Engineering - Construction | 15% | 0
|  | Total Estimated Project Cost |  | 0 | Engineering News Record (ENR) = 10182 (Feb. 2016)
Town of Orleans, MA
FY 2016 Water Quality and Wastewater Planning
Estimated Annual Operation and Maintenance Costs
Permeable Reactive Barriers - Site 3
Components | Quantity | Unit | Unit Cost | Extended Total | Remarks/Notes
| 0 |  | 0 | 0
| 0 |  | 0 | 0
| 0 |  | 0 | 0
| 0 |  | 0 | 0
| 0 |  | 0 | 0
| 0 |  | 0 | 0
| 0 |  | 0 | 0
| 0 |  | 0 | 0
| 0 |  | 0 | 0
| 0 |  | 0 | 0
|  | Subtotal |  | 0
|  | Contingency | 10% | 0
|  | Subtotal |  | 0
Town Administration and Engineering
|  | Town Administration | 3% | 0
|  | Engineering - Planning/Consultation | 0% | 0
|  | Engineering - Design | 0% | 0
|  | Engineering - Construction | 0% | 0
|  | Total Estimated Annual Operation and Maintenance Costs |  | 0 | Engineering News Record (ENR) = 10182 (Feb. 2016)
Town of Orleans, MA
FY 2016 Water Quality and Wastewater Planning
Estimated Replacement Costs
Permeable Reactive Barriers - Site 3
Components | Quantity | Unit | Unit Cost | Extended Total | Remarks/Notes
Mobilization and Demobilization | 1 | LS | 0 | 0 | 5% of Other Items
| 0 |  | 0 | 0
| 0 |  | 0 | 0
| 0 |  | 0 | 0
| 0 |  | 0 | 0
| 0 |  | 0 | 0
| 0 |  | 0 | 0
| 0 |  | 0 | 0
| 0 |  | 0 | 0
| 0 |  | 0 | 0
|  | Subtotal |  | 0
|  | Overhead and Profit | 22% | 0
|  | Subtotal |  | 0
|  | Contingency | 30% | 0
|  | Construction Total |  | 0
Town Administration and Engineering
|  | Town Administration | 3% | 0
|  | Engineering - Planning/Consultation | 0% | 0
|  | Engineering - Design | 10% | 0
|  | Engineering - Construction | 15% | 0
|  | Total Estimated Replacement Cost |  | 0 | Engineering News Record (ENR) = 10182 (Feb. 2016)
Town of Orleans, MA
FY 2016 Water Quality and Wastewater Planning
Estimated Annual Monitoring Costs
Permeable Reactive Barriers - Site 3
Components | Quantity | Unit | Unit Cost | Extended Total | Remarks/Notes
| 0 |  | 0 | 0
| 0 |  | 0 | 0
| 0 |  | 0 | 0
| 0 |  | 0 | 0
| 0 |  | 0 | 0
| 0 |  | 0 | 0
| 0 |  | 0 | 0
| 0 |  | 0 | 0
| 0 |  | 0 | 0
| 0 |  | 0 | 0
|  | Subtotal |  | 0
|  | Contingency | 10% | 0
|  | Subtotal |  | 0
Town Administration and Engineering
|  | Town Administration | 5% | 0
|  | Engineering - Planning/Consultation | 3% | 0
|  | Engineering - Design | 0% | 0
|  | Engineering - Construction | 0% | 0
|  | Total Estimated Annual Monitoring Costs |  | 0 | Engineering News Record (ENR) = 10182 (Feb. 2016)

## PRB - S4
Town of Orleans, MA
FY 2016 Water Quality and Wastewater Planning
Estimated Capital Costs
Permeable Reactive Barriers - Site 4
Components | Quantity | Unit | Unit Cost | Extended Total | Remarks/Notes
Mobilization and Demobilization | 1 | LS | 0 | 0 | 5% of Other Items
| 0 |  | 0 | 0
| 0 |  | 0 | 0
| 0 |  | 0 | 0
| 0 |  | 0 | 0
| 0 |  | 0 | 0
| 0 |  | 0 | 0
| 0 |  | 0 | 0
| 0 |  | 0 | 0
| 0 |  | 0 | 0
| 0 |  | 0 | 0
| 0 |  | 0 | 0
| 0 |  | 0 | 0
| 0 |  | 0 | 0
| 0 |  | 0 | 0
|  | Subtotal |  | 0
|  | Overhead and Profit | 22% | 0
|  | Subtotal |  | 0
|  | Contingency | 25% | 0
|  | Construction Total |  | 0
Town Administration and Engineering
|  | Town Administration | 5% | 0
|  | Engineering - Planning/Consultation | 5% | 0
|  | Engineering - Design | 10% | 0
|  | Engineering - Construction | 15% | 0
|  | Total Estimated Project Cost |  | 0 | Engineering News Record (ENR) = 10182 (Feb. 2016)
Town of Orleans, MA
FY 2016 Water Quality and Wastewater Planning
Estimated Annual Operation and Maintenance Costs
Permeable Reactive Barriers - Site 4
Components | Quantity | Unit | Unit Cost | Extended Total | Remarks/Notes
| 0 |  | 0 | 0
| 0 |  | 0 | 0
| 0 |  | 0 | 0
| 0 |  | 0 | 0
| 0 |  | 0 | 0
| 0 |  | 0 | 0
| 0 |  | 0 | 0
| 0 |  | 0 | 0
| 0 |  | 0 | 0
| 0 |  | 0 | 0
|  | Subtotal |  | 0
|  | Contingency | 10% | 0
|  | Subtotal |  | 0
Town Administration and Engineering
|  | Town Administration | 3% | 0
|  | Engineering - Planning/Consultation | 0% | 0
|  | Engineering - Design | 0% | 0
|  | Engineering - Construction | 0% | 0
|  | Total Estimated Annual Operation and Maintenance Costs |  | 0 | Engineering News Record (ENR) = 10182 (Feb. 2016)
Town of Orleans, MA
FY 2016 Water Quality and Wastewater Planning
Estimated Replacement Costs
Permeable Reactive Barriers - Site 4
Components | Quantity | Unit | Unit Cost | Extended Total | Remarks/Notes
Mobilization and Demobilization | 1 | LS | 0 | 0 | 5% of Other Items
| 0 |  | 0 | 0
| 0 |  | 0 | 0
| 0 |  | 0 | 0
| 0 |  | 0 | 0
| 0 |  | 0 | 0
| 0 |  | 0 | 0
| 0 |  | 0 | 0
| 0 |  | 0 | 0
| 0 |  | 0 | 0
|  | Subtotal |  | 0
|  | Overhead and Profit | 22% | 0
|  | Subtotal |  | 0
|  | Contingency | 30% | 0
|  | Construction Total |  | 0
Town Administration and Engineering
|  | Town Administration | 3% | 0
|  | Engineering - Planning/Consultation | 0% | 0
|  | Engineering - Design | 10% | 0
|  | Engineering - Construction | 15% | 0
|  | Total Estimated Replacement Cost |  | 0 | Engineering News Record (ENR) = 10182 (Feb. 2016)
Town of Orleans, MA
FY 2016 Water Quality and Wastewater Planning
Estimated Annual Monitoring Costs
Permeable Reactive Barriers - Site 4
Components | Quantity | Unit | Unit Cost | Extended Total | Remarks/Notes
| 0 |  | 0 | 0
| 0 |  | 0 | 0
| 0 |  | 0 | 0
| 0 |  | 0 | 0
| 0 |  | 0 | 0
| 0 |  | 0 | 0
| 0 |  | 0 | 0
| 0 |  | 0 | 0
| 0 |  | 0 | 0
| 0 |  | 0 | 0
|  | Subtotal |  | 0
|  | Contingency | 10% | 0
|  | Subtotal |  | 0
Town Administration and Engineering
|  | Town Administration | 5% | 0
|  | Engineering - Planning/Consultation | 3% | 0
|  | Engineering - Design | 0% | 0
|  | Engineering - Construction | 0% | 0
|  | Total Estimated Annual Monitoring Costs |  | 0 | Engineering News Record (ENR) = 10182 (Feb. 2016)

## PRB - S5
Town of Orleans, MA
FY 2016 Water Quality and Wastewater Planning
Estimated Capital Costs
Permeable Reactive Barriers - Site 5
Components | Quantity | Unit | Unit Cost | Extended Total | Remarks/Notes
Mobilization and Demobilization | 1 | LS | 0 | 0 | 5% of Other Items
| 0 |  | 0 | 0
| 0 |  | 0 | 0
| 0 |  | 0 | 0
| 0 |  | 0 | 0
| 0 |  | 0 | 0
| 0 |  | 0 | 0
| 0 |  | 0 | 0
| 0 |  | 0 | 0
| 0 |  | 0 | 0
| 0 |  | 0 | 0
| 0 |  | 0 | 0
| 0 |  | 0 | 0
| 0 |  | 0 | 0
| 0 |  | 0 | 0
|  | Subtotal |  | 0
|  | Overhead and Profit | 22% | 0
|  | Subtotal |  | 0
|  | Contingency | 25% | 0
|  | Construction Total |  | 0
Town Administration and Engineering
|  | Town Administration | 5% | 0
|  | Engineering - Planning/Consultation | 5% | 0
|  | Engineering - Design | 10% | 0
|  | Engineering - Construction | 15% | 0
|  | Total Estimated Project Cost |  | 0 | Engineering News Record (ENR) = 10182 (Feb. 2016)
Town of Orleans, MA
FY 2016 Water Quality and Wastewater Planning
Estimated Annual Operation and Maintenance Costs
Permeable Reactive Barriers - Site 5
Components | Quantity | Unit | Unit Cost | Extended Total | Remarks/Notes
| 0 |  | 0 | 0
| 0 |  | 0 | 0
| 0 |  | 0 | 0
| 0 |  | 0 | 0
| 0 |  | 0 | 0
| 0 |  | 0 | 0
| 0 |  | 0 | 0
| 0 |  | 0 | 0
| 0 |  | 0 | 0
| 0 |  | 0 | 0
|  | Subtotal |  | 0
|  | Contingency | 10% | 0
|  | Subtotal |  | 0
Town Administration and Engineering
|  | Town Administration | 3% | 0
|  | Engineering - Planning/Consultation | 0% | 0
|  | Engineering - Design | 0% | 0
|  | Engineering - Construction | 0% | 0
|  | Total Estimated Annual Operation and Maintenance Costs |  | 0 | Engineering News Record (ENR) = 10182 (Feb. 2016)
Town of Orleans, MA
FY 2016 Water Quality and Wastewater Planning
Estimated Replacement Costs
Permeable Reactive Barriers - Site 5
Components | Quantity | Unit | Unit Cost | Extended Total | Remarks/Notes
Mobilization and Demobilization | 1 | LS | 0 | 0 | 5% of Other Items
| 0 |  | 0 | 0
| 0 |  | 0 | 0
| 0 |  | 0 | 0
| 0 |  | 0 | 0
| 0 |  | 0 | 0
| 0 |  | 0 | 0
| 0 |  | 0 | 0
| 0 |  | 0 | 0
| 0 |  | 0 | 0
|  | Subtotal |  | 0
|  | Overhead and Profit | 22% | 0
|  | Subtotal |  | 0
|  | Contingency | 30% | 0
|  | Construction Total |  | 0
Town Administration and Engineering
|  | Town Administration | 3% | 0
|  | Engineering - Planning/Consultation | 0% | 0
|  | Engineering - Design | 10% | 0
|  | Engineering - Construction | 15% | 0
|  | Total Estimated Replacement Cost |  | 0 | Engineering News Record (ENR) = 10182 (Feb. 2016)
Town of Orleans, MA
FY 2016 Water Quality and Wastewater Planning
Estimated Annual Monitoring Costs
Permeable Reactive Barriers - Site 5
Components | Quantity | Unit | Unit Cost | Extended Total | Remarks/Notes
| 0 |  | 0 | 0
| 0 |  | 0 | 0
| 0 |  | 0 | 0
| 0 |  | 0 | 0
| 0 |  | 0 | 0
| 0 |  | 0 | 0
| 0 |  | 0 | 0
| 0 |  | 0 | 0
| 0 |  | 0 | 0
| 0 |  | 0 | 0
|  | Subtotal |  | 0
|  | Contingency | 10% | 0
|  | Subtotal |  | 0
Town Administration and Engineering
|  | Town Administration | 5% | 0
|  | Engineering - Planning/Consultation | 3% | 0
|  | Engineering - Design | 0% | 0
|  | Engineering - Construction | 0% | 0
|  | Total Estimated Annual Monitoring Costs |  | 0 | Engineering News Record (ENR) = 10182 (Feb. 2016)

## Septic Impact Fee
Town of Orleans, MA
FY 2016 Water Quality and Wastewater Planning
Septic Impact Fee
Amount to be Financed
Replacement Cost (per septic system) | 0
Inspection and Monitoring Cost (per septic system) | 1000
Pumping Costs (per septic system) | 2000
Contingency | 0
Total Costs (per septic system) | 3000
On-Site System in Use | 5251
Total Septic Impact Fee | 15753000
Years | 20
Annual Septic Impact Fee | 787650
On-Site System in Use | 5251
Annual Cost Per Septic System | 200
Input Table
Replacement Cost (per septic system) | 0
Inspection and Monitoring Costs (per septic system) | 50
Pumping Costs (per septic system) | 300
Contingency | 0%
Pump-out Cycle | 3
Number of Years | 20
Number of On-Site Systems in Use | 5251
Notes:
The calculations presented here were used for the financial model created for the Cape Cod Commission (CCC) as part of the 208 Plan Update by AECOM Technical Services, Inc. and The Abrahams Group. The septic systems and properties numbers have been updated to reflect the properties in Orleans, MA. See below.
Replacement Costs - The assumptions used for CCC were that each replacement would cost an average of $13,000 based on Cape-Wide information provided by the CCC. The estimated replacement cost in Orleans has been estimated at $20,000. Costs in this calculation can be zeroed out to represent the continuation of the owners' responsibility to pay for replacements on their own.
Inspection and Monitoring Costs - Administration of inspection and monitoring costs have been estimated at 1 hour per year per system.
Pumping Costs - On average, a system should be pump-out, including inspection, every three years. The cost for each pump-out is estimated to be between $200 and $400.
Contingency - Based on a percentage of Inspection and Monitoring Costs and Pump-out Costs.

## Septage Proforma
Town of Orleans, MA
FY 2016 Water Quality and Wastewater Planning
Septage Facility Proforma
Orleans Septage Facility Cost/Revenue | Capital Cost | Annual cost | Comments
Incremental Cost of Septage Processing | 500000 | 25000 | Annualized; Inflation = Interest Rate; No grant or debt forgiveness
Incremental Cost of O&M |  | 225000
Total Annual Cost |  | 250000
Septage Volume Treated per Year |  | 6000000 | gallons per year
Septage Volume Treated per Day |  | 16438.3562 | gallons per day
Price per Gallon |  | 0.1 | Based on Current Tri-Town Septage Treatment Facility Tipping Fee
Septage Revenue per Year |  | 600000
Net Septage Revenue |  | 350000
Lower/Outer Cape Cost Comparison |  |  | Comments
Annual Number of Pump-Outs in Service Area |  | 5000 | Assume average tank size = 1200 gal.
Tri-Town Septage Treatment Facility
Cost per Pump-Out |  | 300 | Assumes current average residential/commercial cost
Total Annual Cost |  | 1500000
D/Y or Off-Cape Facility
Cost per Pump-Out |  | 450 | Off-cape would be substantially higher
Total Annual Cost |  | 2250000
Net Annual Savings for All Users |  | 750000
Net Annual Savings per User |  | 150

## Septage Schematics
Town of Orleans, MA
FY 2016 Water Quality and Wastewater Planning
Downtown Area WWTF - Septage Flow Schematics
Alternative 1
Alternative 2
Septage Receiving and Storage
Wastewater Flow Stream
Solids Dewatering
Solids Disposal
Septage Receiving and Storage
Septage Thickening
Wastewater Flow Stream
Solids Dewatering
Solids Disposal

## Assumptions
Town of Orleans, MA
FY 2016 Water Quality and Wastewater Planning
Estimated Cost Assumptions
Components | Unit Cost | Remarks/Notes
0.78
Estimated Capital Costs
Mobilization and Demobilization | 5% |  | 585000 | 0
Overhead and Profit | 22% |  | 120 | 0
Contingency | 25% |  | 125 | 0
Town Administration and Engineering |  |  | 7800 | 0
Town Administration | 5% |  | 100 | 0
Engineering - Planning/Consultation | 5% |  | 12000 | 0
Engineering - Design | 10% |  | 8000 | 0
Engineering - Construction | 15% |  | 160 | 0
| 0 |  | 11000 | 0
| 0 |  | 100 | 0
|  |  | 275000 | 0
Estimated Annual Operation and Maintenance Costs |  |  | 780000 | 0
Contingency | 10% |  | 100 | 0
Town Administration and Engineering |  |  | 10500 | 0
Town Administration | 3% |  | 475000 | 0
Engineering - Planning/Consultation | 0%
Engineering - Design | 0%
Engineering - Construction | 0%
0
0
0
0
Estimated Replacement Costs
Mobilization and Demobilization | 5%
Overhead and Profit | 22%
Contingency | 30%
Town Administration and Engineering |  | 28%
Town Administration | 3%
Engineering - Planning/Consultation | 0%
Engineering - Design | 10%
Engineering - Construction | 15%
0
0
Estimated Annual Monitoring Costs
Contingency | 10%
Town Administration and Engineering
Town Administration | 5%
Engineering - Planning/Consultation | 3%
Engineering - Design | 0%
Engineering - Construction | 0%
0
0
0
0
Engineering News Record (ENR) | 10182 | Feb. 2016

## Units
Town of Orleans, MA
FY 2016 Water Quality and Wastewater Planning
"Unit" Lookup Table
Unit | Description
Ac. | Acre
Allow. | Allowance
C.Y. | Cubic Yard
Days | Days
Ea. | Each
Hrs. | Hours
L.F. | Linear Foot
L.S. | Lump Sum
S.F. | Square Foot
Sample | Sample
V.F. | Vertical Foot
Wk. | Week